## TITLE PAGE
Water Resources Planning Tables 2024 | [5 empty] | Company tables version tracker
[6 empty] | Version | Updates made / Comments | Date (DD/MM/YY)
[6 empty] | 8 | Table 4: Unconstrained options have been added to Table 4. No WAFU data is available for unconstrained demand side options. Average incremental cost (column AG ) is calculated by dividing Total NPC (£m) by Maximum option utilisation across the planning period (Ml/d). Metering Option 5 WAFU includes the saving from accelerated metering in Hartismere. | 4516300%
[6 empty] | 8 | Table 5: The individual sub-options that make up our water efficiency medium activity and smart scenario have been listed in Table 4 as 'preferred' sub options. We have not done an individual forecast of WAFU for each sub-option but instead have done the forecast on the water efficiency medium activity and smart scenario totals. Hence why none of these sub-options appear in Table 5. Table 5 shows the water efficiency activity and smart totals only. | 4516300%
[6 empty] | 8 | Table 2a: For the PR24 Business Plan an ONS trend population scenario has been selected in line with PR24 guidance. We have selected a ONS 2018 scenario with medium growth. This is different to the WRMP population scenario hence the differences in demand components here compared to the WRMP. 4NY: Annual reported data has been included for 21/22 and 22/23 leakage. Table 2d: 5BLW Total Leakage - annual reported data included for 21/22 but not for 22/23 as reported data not available in time for producing revised draft demand forecasts. 22/23 annual reported data has been included in 4NY though. | 4516300%
|  | Template Tables information |  |  |  | 8 | Table 8e: The benefits are calculated for our WRMP24 preferred final plan and not a PR24 Business Plan population scenario. The basis in which the benefits Ml/d have been provided are as follows: • Demand side improvements (excluding leakage and metering): These benefits are a cumulative total benefit. • Metering improvements: These benefits are a cumulative total benefit. • Leakage improvements: These benefits are for the individual time period. | 4516300%
[6 empty] | 9 | Costs for Habs Regs Adaptive Programme amended. Table 5b completed. Table 1 completed. ESW Revised dWRMP24 Supply options Table 5 (v2) updated. | 4517700%
| Planning tables template version | v1 | All queries on the content of this workbook should be sent to: |  |  | 10 | Amendments made as requested by EA (Joe Tibbetts) on 13 September 2023. ESWESX DYCP 9BL updated. | 4520200%
| Version date | 2022-07-05 | water-company-plan@environment-agency.gov.uk |  |  | 11 | Added North Suffolk Reservoir to Habs Regs Adaptive Programme in sheet 5. | 4520900%
|  |  | wrepp@cyfoethnaturiolcymru.gov.uk (Welsh areas only) |  |  | 12 | **Changes highlighted in green** Added two AWS exports to Table 1g. Updated options and costs for Habs Regs AP: Table 4; Table 5; and Table 7 (5000Ml NSR instead of 3500Ml, and increase in capacity of Holton WTW to Eye Airfield PWT to 9.13Ml/d). Updated cost for Bungay to Broome WTW and Broome to Barsham WTW transfer (ESW-TRA-018 & ESW-TRA-023) (to correct previous error) in all plans and programmes in Tables 4, 7, and 8. | 4540700%
Water company information
Company: | Essex & Suffolk Water
Base Year: | 2021/22 |  | William Robinson | Dated: | 4540700%
Responsible Officer: | William Robinson
Version: | 12 |  | [Digital signature is acceptable]
Key to cells |  | Workbook contents
Clear cells - indicate an input is required |  | Worksheet | Content
|  | 1.Base Year | Baseline licences and existing transfers
Yellow shaded cells - indicates a formula |  | 2.WC Level Data | Water Company level key metrics and microcomponents
|  | 3. WRZs | DYAA & DYCP Baseline Water Balance, Final Plan Water Balance and preferred options
Blue shaded cells - indicate base year data |  | 4.Options Appraisal Summary | Appraisal of all options with key cost, benefit and natural capital metrics
|  | 5. Options Benefit | Benefits of your poptions across planning period
Light orange shaded cells - indicate preceding years |  | 5a-5c. Cost Profiles | Option cost profile; Option unit cost profiles; worked example
|  | 6. Drought Plan Links | Drought plan links
Dark grey shaded cells - indicate that no data entry is required |  | 7. Adaptive Programmes | Adaptive plan information
|  | 8. Business Plan Links | Links to the Business Plan
Green shaded cells - indicates annualised not cumulative figures
Key to scenarios
Normal Year Annual Average Final Plan - NYAA
Dry Year Annual Average Baseline - DYAA
Dry Year Annual Average Final Plan - DYAA
Dry Year Critical Period Baseline - DYCP
Dry Year Critical Period Final Plan - DYCP

## 1. Base Year Licences
Back to title page
Water Company | Essex & Suffolk Water | Version 7 | READ ME
[7 empty] | deployable output (Ml/d) |  |  |  | Source Types
Table 1a: WC Level - Baseline licences - All individual licences | [10 empty] | GW
WRMP24 Reference | Derivation | Licence number | Source name | Source type | WRZ Code | DYAA deployable output (Ml/d) | DYCP deployable output (Ml/d) | Annual licensed quantity (Ml/d) | Constraints on deployable output | Additional notes (if desired) | SW:Reservoir
0.1BL | Sum (0.1BL+...) | - | - | - |  | 43.068 | 46.67 | 1104.4355 | - | - | SW:River
- | Input | 8/37/54/0028 | Roding | GW | ESWESX |  |  | 5.455 | DYAA = DAPWL | DYAA DO = 2.71 Ml/d. DYCP DO = 4 Ml/d. Part of Essex WRZ DO (Cell:H38) | SW: Tidal Waters
| Input | AN/035/0004/014/R01 | Little Glemham | GW | ESWBLY | 3.11 |  | 3.11 | DYAA = Annual Licence | Treated at Benhall WTW. DYCP - included with Benhall
| Input | 7/35/03/*G/0072 | Leiston | GW | ESWBLY | 2.27 |  | 2.27 | DYAA = Annual Licence | Leiston GW treated at Coldfair Green WTW.
| Input | 7/35/03/*G/0044 | Coldfair Green | GW | ESWBLY | 2.21 | 4.98 | 2.21 | DYAA = Annual Licence | For DYCP includes Coldfair Green and Leiston sources
| Input | 6/33/42/*G/0069 | Rickinghall | GW | ESWHRT | 1.25 | 2.16 | 1.2455 | DYAA = Annual Licence
| Input | AN/034/0017/001 | Bedingfield | GW | ESWHRT | 0.548 | 1.03 | 0.54795 | DYAA = Annual Licence
| Input | 7/34/19/*G/0104 | Barsham Hall | GW | ESWNCT | 2.84 |  | 3.4126 | DYAA = DAPWL
| Input | 7/34/19/*G/0103 | Shipmeadow | GW | ESWNCT | 2.25 |  | 2.2792 | DYAA = Annual Licence
| Input | 7/34/19/*S/0060 | Lound Lakes | SW:Reservoir | ESWNCT | 8.09 | 18 | 8.0956
| Input | 7/34/19/*G/0135 | Waveney Chalk | GW | ESWNCT | 0 |  | 2.9918 | N/A | Emergency use only
| Input | 7/34/19/*S/0108 | River Waveney | SW:River | ESWNCT | 20.5 | 20.5 | 20.5479
| Input | 8/37/24/*G/0084 | Ball Lane | GW | ESWESX |  |  | 1.93 | DYAA = Annual Licence | Part of Essex WRZ DO (Cell:H38). DYAA DO = 1.93 Ml/d.
| Input | 8/36/15/*G/0092 | Langham BHs | GW | ESWESX |  |  | 22.73 | DYAA = DAPWL | Part of Essex WRZ DO (Cell:H38). No annual licence. 8/36/15/*S/0123 and 8/36/15/*G/0092 not to exceed 315,000,000 cubic metres in 5 yrs
| Input | 8/37/31/*G/0112 | Langford Trench | GW | ESWESX |  |  | 2.98 |  | Part of Essex WRZ DO (Cell:H38) 8/37/31/*G/0112, 8/37/31/*S/0140, AN/037/0036/005 and AN/037/0037/003 not to exceed 384,750,000 in 5 years
| Input | 8/37/37/*S/0025 | Hanningfield Reservoir | SW:Reservoir | ESWESX |  |  | 205.48 |  | Part of Essex WRZ DO (Cell:H38) 8/37/37/*S/0025 and 8/37/24/*S/0061 not to exceed 700,000,000 cubic metres in 5 years
| Input | 8/37/24/*S/0061 | Abberton Reservoir | SW:Reservoir | ESWESX |  |  | 205.48 |  | Part of Essex WRZ DO (Cell:H38) 8/37/37/*S/0025 and 8/37/24/*S/0061 not to exceed 700,000,000 cubic metres in 5 years
| Input | 8/37/31/*S/0140 | River Blackwater & Langford Mill | SW:River | ESWESX |  |  | 123.29 |  | Part of Essex WRZ DO (Cell:H38)
| Input | AN/037/0036/005 | River Chelmer | SW:River | ESWESX |  |  | 139.59 |  | Part of Essex WRZ DO (Cell:H38)
| Input | AN/037/0037/003 | Sandon Brook | SW:River | ESWESX |  |  | 167.6 |  | Part of Essex WRZ DO (Cell:H38)
| Input | 8/37/24/*S/0062 | Roman River | SW:River | ESWESX |  |  | 13.7 |  | Part of Essex WRZ DO (Cell:H38). 25,000,000 cubmic metres in 5 years
| Input | 8/36/15/*S/0123 | River Stour | SW:River | ESWESX |  |  | 172.6 |  | Part of Essex WRZ DO (Cell:H38). No annual licence. 8/36/15/*S/0123 and 8/36/15/*G/0092 not to exceed 315,000,000 cubic metres in 5 yrs
Table 1b: WC Level - Baseline licences - Grouped licences
WRMP24 Reference | Derivation | Licence number | Source name | Source type | WRZ Code | DYAA deployable output (Ml/d) | DYCP deployable output (Ml/d) | Annual licensed quantity (Ml/d) | Constraints on deployable output | Additional notes (if desired)
0.2BL | Sum (0.2BL+...) | - | Total | - |  | 485.479 | 664.36 | 776.8592 | - | -
- | Input | Hann Res: 8/37/37/*S/0025 Abb Res: 8/37/24/*S/0061 R. Blackwater: 8/37/31/*S/0140 R. Chelmer: AN/037/0036/005 Sandon Brook: AN/037/0037/003 Roman River: 8/37/24/*S/0062 R. Stour: 8/36/15/*S/0123 | Essex WRZ | SW:Reservoir | ESWESX | 428 | 601.5 | 678.7534 | System modelled DO | Essex WRZ Aquator model now incorporates all sources, incl. Roding, Stifford, Langham BHs, Ball Lane, and TWU bulk supply into Chigwell WTW.
- | Input | 8/37/56/*G/0044 | Linford and Stifford | GW | ESWESX |  |  | 10.2137 | DYAA Stifford = DAPWL | Stifford is part of Essex WRZ DO (Cell:H38). Stifford DYAA DO = 2.61 Ml/d. Linford not in potable water supply until Linford new WTW option operational in 2027/28.
- | Input | 7/35/04/*G/0067 | Benhall, Parham and Saxmundham | GW | ESWBLY | 4.24 | 10.22 | 3.9852 | DYAA = Annual Licence | DYCP includes Benhall, Parham, Saxmundham, & Little Glenham.
| Input | 7/34/19/*G/0058 | Barsham and Puddingmoor | GW | ESWNCT | 9.02 |  | 9.3411 | DYAA = Annual Licence
- | Input | 7/34/16/*G/0048 | Eye, Mendlesham, Redgrave, Wortham, Syleham | GW | ESWHRT | 6.849 | 10.51 | 6.8493 | DYAA = Annual Licence
| Input | 7/34/09/*S/0054 | River Bure and Ormesby Broad | SW:River | ESWNCT | 27.4 | 36 | 27.3973 | DYAA = Annual Licence | DYCP includes Grange Farm and Juby Farm GW
| Input | 7/35/02/*G/0083 | Halesworth and Holton | GW | ESWNCT | 2.87 |  | 5.7137 | DYAA = Annual Licence | Aggregate total for 7/35/02/*G/0083 and 7/35/02/*G/0082 = 2,085 Ml/year. Halesworth GW treated at Walpole WTW.
| Input | 7/34/18/*G/0036 | Broome and Bleach Green | GW | ESWNCT | 4.25 |  | 4.3562 | DYAA = Annual Licence | Bleach Green GW treated at Syleham WTW
| Input | 7/34/09/*G/0054 | Juby Farm and Grange Farm | GW | ESWNCT |  |  | 27.4 | DYAA = Annual Licence | DYAA DO = 1.85. Conjunctive use with River Bure and Ormesby Broad.
- | Input | 7/35/02/*G/0082 | Walpole and Rockstone Lane | GW | ESWBLY | 2.85 | 6.13 | 2.8493 | DYAA = Annual Licence | Aggregate total for 7/35/02/*G/0083 and 7/35/02/*G/0082 = 2,085 Ml/year. DYCP includes Walpole and Halesworth
Table 1c: WC Level - Baseline licences - Unused licences
WRMP24 Reference | Derivation | Licence number | Source name | Source type | WRZ Code | DYAA deployable output (Ml/d) | DYCP deployable output (Ml/d) | Annual licensed quantity (Ml/d) | Reason licence is unused | Additional notes (if desired)
0.3BL | Sum (0.3BL+...) | - | - | - |  | 0 | 0 | 2.4829 | - | -
- | Input | 7/35/05/*G/0013 | Bungay | GW | ESWBLY | 0 | 0 | 0.21 | Currently used for raw water supply to Golf Club | Will be brought back in to potable water supply with new Bungay to Barsham WTW pipeline option
|  | 7/35/02/*G/0085 | Southwold | GW | ESWNCT | 0 | 0 | 1.2329 | Bacteriological contamination
- | Input | 7/34/18/*G/0037 | Aldeburgh | GW | ESWBLY | 0 | 0 | 1.04 | Recent Actual component traded with Aldeburgh Golf club | Due to be revoked under sustainability reductions
Table 1d: WC Level - Baseline licences - Drought only licences
WRMP24 Reference | Derivation | Licence number | Source name | Source type | WRZ Code | DYAA deployable output (Ml/d) | DYCP deployable output (Ml/d) | Annual licensed quantity (Ml/d) | Reason licence is unused | Additional notes (if desired)
0.4BL | Sum (0.4BL+...) |  |  |  |  | 0 | 0 | 0 | - | -
- | Input | None
- | Input
Table 1e: WC Level - Baseline licences - New licences (within current AMP)
WRMP24 Reference | Derivation | Licence number | Source name | Source type | WRZ Code | DYAA deployable output (Ml/d) | DYCP deployable output (Ml/d) | Annual licensed quantity (Ml/d) | Status of licence | Additional notes (if desired)
0.5BL | Sum (0.5BL+...) | - | - | - |  | 0 | 0 | 0 | - | -
- | Input | None
- | Input
Table 1f: WC Level - Existing transfers - Raw water transfers
WRMP24 Reference | Derivation | Transfer name | End date of agreement (dd/mm/yyyy) | WRZ Code From | WRZ Code To | DYAA deployable output (Ml/d) | DYCP deployable output (Ml/d) | Annual limit (Ml/d) | Changes to agreement during drought | Additional notes (if desired)
0.6BL | Input | Halesworth BH to Walpole WTW | N/A | ESWNCT | ESWBLY | 2.27 | 2.27 | 2.27 | N/A | Subject to sustainability reductions for DYAA to 1.39 Mld in 2026/27, and then to 1.32 Mld under Environmental Destination in 2040/41
- | Input | Bleach Green BH to Syleham WTW | N/A | ESWNCT | ESWHRT | 2 | 2 | 2 |  | Subject to sustainability reductions for DYAA to 1.46 Mld in 2030/31, and then to 0.73 Mld under Environmental Destination from 2040/41
- | Input | Thames Water Bulk Import to Chigwell WTW | N/A | TWSLND | ESWESX | 91 | 118 | 91 | Reduction to 71 Mld when TWU implement a L2 TUB, under water sharing agreement which expires in 2034/35
Table 1g: WC Level - Existing transfers - Potable water transfers
WRMP24 Reference | Derivation | Transfer name | End date of agreement (dd/mm/yyyy) | WRZ Code From | WRZ Code To | DYAA deployable output (Ml/d) | DYCP deployable output (Ml/d) | Annual limit (Ml/d) | Changes to agreement during drought | Additional notes (if desired)
0.7BL | Input | Walpole WTW to Halesworth distribution area | N/A | ESWBLY | ESWNCT | 1.35 | 1.35 | 1.35 | N/A
- | Input | (NESBWE13) Anglian Water (Woods Meadow Oulton) | N/A | ESWNCT | AWSNTB | 0.13 | 0.13 | 0.13 | N/A
- | Input | (NESBWE17) Anglian Water (2 Sisters Buxted Chickens) | N/A | ESWNCT | AWSNHL | 0.24 | 0.24 | 0.24 | N/A
- | Input | Bulk Exports to AWS | N/A | ESWESX | AWSEXS | 3.05 | 3.05 | 3.05 | N/A
- | Input | Bulk Import from AWS - Cressing | N/A | AWSEXS | ESWESX | 1 | 1 | 1 | N/A
Note on E6: [Threaded comment] Your version of Excel allows you to read this threaded comment; however, any edits to it will get removed if the file is opened in a newer version of Excel. Learn more: https://go.microsoft.com/fwlink/?linkid=870924 Comment: Do not delete default inserted input lines. These are required to generate the autosum of all additional rows added. Additional rows which the user enters can be deleted. If additional lines are required please insert into middle of group to ensure automatic calculations pick up all data. Please ensure that you check the yellow shaded calculated cells to ensure they take account of added rows and correctly sum the totals. You can add notes in column L to provide additional explanation if desired. DO NOT DELETE DEFAULT INPUT ROWS - If unrequired leave blank. For individual licences - Please list only individual licences (i.e. not used in conjunctive use systems). For Drought Only Licences - Please only list licences where DO would confidently be impacted. Ensure licences are not double counted, licences should either be in Unused licences or Drought Only licences and not in both.
Note on K65: [Threaded comment] Your version of Excel allows you to read this threaded comment; however, any edits to it will get removed if the file is opened in a newer version of Excel. Learn more: https://go.microsoft.com/fwlink/?linkid=870924 Comment: Please state if a licence has been applied for, approved, granted, awaiting mobilisation, or other specified status.

## 2. WC Level Data
Back to title page
|  |  |  | Table 2a: WC Level Normal Year planning scenario | 2. WC Level Data'!B53
Water Company | Essex & Suffolk Water | Version |  | Table 2b: WC Level DYAA - Microcomponents - Final planning | 2. WC Level Data'!B66
Planning Scenario | NYAA | 12 |  | Table 2c: WC Level DYAA - Meter Installations (including meter upgrades) - Final Planning | 2. WC Level Data'!B81
Table 2a: WC Level Normal Year planning scenario | Back to top of sheet
WRMP24 Reference | Component | Derivation | Unit | Decimal places | 2019-20 | 2020-21 | 2021-22 | 2022-23 | 2023-24 | 2024-25 | 2025-26 | 2026-27 | 2027-28 | 2028-29 | 2029-30 | 2034-35 | 2039-40 | 2044-45 | 2049-50 | 2054-55 | 2059-60 | 2064-65 | 2069-70 | 2074-75 | 2079-80 | 2084-85 | 2089-90 | 2094-95 | 2099-100 | Column1
1NY | Total Household Consumption | Input | Ml/d | 2 |  |  | 322.9023 | 315.4618 | 311.4863 | 305.4688 | 298.1282 | 292.1773 | 287.1169 | 282.1555 | 277.8148 | 258.4938 | 247.8632 | 239.3568 | 240.3927
2NY | Average Household - PCC | Input | l/h/d | 1 |  |  | 157.7065 | 154.0658 | 151.6398 | 148.4382 | 144.5314 | 141.3682 | 138.4404 | 135.7959 | 133.2795 | 122.5509 | 115.4015 | 109.4553 | 108.309
3NY | Total Non-Household Consumption | Input | Ml/d | 2 |  |  | 74.0273 | 70.5074 | 74.7419 | 78.312 | 83.4168 | 84.0631 | 84.9259 | 85.9103 | 86.4081 | 90.3867 | 86.8246 | 87.0746 | 87.3229
4NY | Total Leakage | Input | Ml/d | 2 |  |  | 59.3105 | 55.62 | 56.072 | 53.79 | 53.244 | 52.698 | 52.152 | 51.606 | 51.06 | 48.33 | 45.6 | 42.87 | 40.14
5NY | Distribution input | Input | Ml/d | 2 |  |  | 463.2271 | 463.9897 | 454.3875 | 449.6557 | 446.9098 | 441.0575 | 436.3118 | 431.7867 | 427.3954 | 409.3065 | 392.3646 | 381.3601 | 379.9002
Water Company | Essex & Suffolk Water | Version
Planning Scenario | DYAA | 12
Table 2b: WC Level DYAA - Microcomponents - Final planning | Back to top of sheet
WRMP24 Reference | Component | Derivation | Unit | Decimal places | 2019-20 | 2020-21 | 2021-22 | 2022-23 | 2023-24 | 2024-25 | 2025-26 | 2026-27 | 2027-28 | 2028-29 | 2029-30 | 2030-31 | 2031-32 | 2032-33 | 2033-34 | 2034-35 | 2035-36 | 2036-37 | 2037-38 | 2038-39 | 2039-40 | 2040-41 | 2041-42 | 2042-43 | 2043-44 | 2044-45 | 2045-46 | 2046-47 | 2047-48 | 2048-49 | 2049-50 | 2050-51 | 2051-52 | 2052-53 | 2053-54 | 2054-55 | 2055-56 | 2056-57 | 2057-58 | 2058-59 | 2059-60 | 2060-61 | 2061-62 | 2062-63 | 2063-64 | 2064-65 | 2065-66 | 2066-67 | 2067-68 | 2068-69 | 2069-70 | 2070-71 | 2071-72 | 2072-73 | 2073-74 | 2074-75 | 2075-76 | 2076-77 | 2077-78 | 2078-79 | 2079-80 | 2080-81 | 2081-82 | 2082-83 | 2083-84 | 2084-85 | 2085-86 | 2086-87 | 2087-88 | 2088-89 | 2089-90 | 2090-91 | 2091-92 | 2092-93 | 2093-94 | 2094-95 | 2095-96 | 2096-97 | 2097-98 | 2098-99 | 2099-100 | 2100-01
11FPW | Measured Household - PCC | sum (11.1FPW:11.9FPW) | l/h/d | 1 | 0 | 0 | 153.1181 | 153.5664 | 150.6752 | 147.1316 | 143.9574 | 142.331 | 140.0379 | 137.7278 | 135.6911 | 134.0328 | 132.4356 | 130.9018 | 129.033 | 127.3328 | 126.0437 | 124.6721 | 123.2753 | 121.913 | 120.5484 | 117.8583 | 116.5696 | 115.3252 | 114.4669 | 113.6257 | 113.4125 | 111.4382 | 111.2456 | 110.1607 | 109.966 | 0 | 0 | 0 | 0 | 0 | 0 | 0 | 0 | 0 | 0 | 0 | 0 | 0 | 0 | 0 | 0 | 0 | 0 | 0 | 0 | 0 | 0 | 0 | 0 | 0 | 0 | 0 | 0 | 0 | 0 | 0 | 0 | 0 | 0 | 0 | 0 | 0 | 0 | 0 | 0 | 0 | 0 | 0 | 0 | 0 | 0 | 0 | 0 | 0 | 0
11.1FPW | Measured toilet flushing | Input | l/h/d | 1 | 2021-22: 34.7812; 2022-23: 34.7779; 2023-24: 34.0493; 2024-25: 33.2194; 2025-26: 32.4695; 2026-27: 32.0535; 2027-28: 31.5384; 2028-29: 31.0014; 2029-30: 30.5368; 2030-31: 30.129; 2031-32: 29.7668; 2032-33: 29.4028; 2033-34: 29.019; 2034-35: 28.6532; 2035-36: 28.4084; 2036-37: 28.1488; 2037-38: 27.8814; 2038-39: 27.623; 2039-40: 27.374; 2040-41: 26.8811; 2041-42: 26.6549; 2042-43: 26.4365; 2043-44: 26.2832; 2044-45: 26.139; 2045-46: 26.1442; 2046-47: 25.7385; 2047-48: 25.7514; 2048-49: 25.5607; 2049-50: 25.5804
11.2FPW | Measured personal washing | Input | l/h/d | 1 | 2021-22: 69.3376; 2022-23: 69.7359; 2023-24: 68.6412; 2024-25: 67.293; 2025-26: 66.0637; 2026-27: 65.4779; 2027-28: 64.5616; 2028-29: 63.5739; 2029-30: 62.7096; 2030-31: 61.9406; 2031-32: 61.2449; 2032-33: 60.5276; 2033-34: 59.6542; 2034-35: 58.805; 2035-36: 58.1917; 2036-37: 57.5363; 2037-38: 56.855; 2038-39: 56.1828; 2039-40: 55.5217; 2040-41: 54.3599; 2041-42: 53.7323; 2042-43: 53.1143; 2043-44: 52.7403; 2044-45: 52.3782; 2045-46: 52.3091; 2046-47: 51.4129; 2047-48: 51.3487; 2048-49: 50.8741; 2049-50: 50.8138
11.3FPW | Measured clothes washing | Input | l/h/d | 1 | 2021-22: 14.7144; 2022-23: 14.7891; 2023-24: 14.4687; 2024-25: 14.0435; 2025-26: 13.6787; 2026-27: 13.4794; 2027-28: 13.2209; 2028-29: 12.989; 2029-30: 12.7843; 2030-31: 12.6459; 2031-32: 12.4817; 2032-33: 12.3305; 2033-34: 12.1369; 2034-35: 11.9732; 2035-36: 11.8327; 2036-37: 11.7195; 2037-38: 11.5917; 2038-39: 11.4572; 2039-40: 11.317; 2040-41: 11.0758; 2041-42: 10.941; 2042-43: 10.8037; 2043-44: 10.6911; 2044-45: 10.5761; 2045-46: 10.52; 2046-47: 10.2983; 2047-48: 10.2387; 2048-49: 10.0946; 2049-50: 10.0328
11.4FPW | Measured dish washing | Input | l/h/d | 1 | 2021-22: 9.6898; 2022-23: 9.5811; 2023-24: 9.3312; 2024-25: 9.0313; 2025-26: 8.7705; 2026-27: 8.6157; 2027-28: 8.4177; 2028-29: 8.236; 2029-30: 8.0711; 2030-31: 7.9543; 2031-32: 7.8402; 2032-33: 7.759; 2033-34: 7.6444; 2034-35: 7.5483; 2035-36: 7.4663; 2036-37: 7.3773; 2037-38: 7.2789; 2038-39: 7.1761; 2039-40: 7.0694; 2040-41: 6.8997; 2041-42: 6.7963; 2042-43: 6.6912; 2043-44: 6.6107; 2044-45: 6.5287; 2045-46: 6.4831; 2046-47: 6.3356; 2047-48: 6.2879; 2048-49: 6.1883; 2049-50: 6.1393
11.5FPW | Measured miscellaneous internal use | Input | l/h/d | 1 | 2021-22: 12.7601; 2022-23: 12.7732; 2023-24: 12.5363; 2024-25: 12.2193; 2025-26: 11.9418; 2026-27: 11.7973; 2027-28: 11.6067; 2028-29: 11.4249; 2029-30: 11.2668; 2030-31: 11.1505; 2031-32: 11.0299; 2032-33: 10.9235; 2033-34: 10.7952; 2034-35: 10.6857; 2035-36: 10.6065; 2036-37: 10.5195; 2037-38: 10.4242; 2038-39: 10.3274; 2039-40: 10.2298; 2040-41: 10.0415; 2041-42: 9.9514; 2042-43: 9.8619; 2043-44: 9.7871; 2044-45: 9.7122; 2045-46: 9.692; 2046-47: 9.5192; 2047-48: 9.4984; 2048-49: 9.4007; 2049-50: 9.3802
11.6FPW | Measured external use | Input | l/h/d | 1 | 2021-22: 11.835; 2022-23: 11.9091; 2023-24: 11.6486; 2024-25: 11.3251; 2025-26: 11.0332; 2026-27: 10.9073; 2027-28: 10.6927; 2028-29: 10.5026; 2029-30: 10.3225; 2030-31: 10.2124; 2031-32: 10.072; 2032-33: 9.9584; 2033-34: 9.7832; 2034-35: 9.6674; 2035-36: 9.5381; 2036-37: 9.3707; 2037-38: 9.2442; 2038-39: 9.1466; 2039-40: 9.0364; 2040-41: 8.6003; 2041-42: 8.4937; 2042-43: 8.4176; 2043-44: 8.3545; 2044-45: 8.2915; 2045-46: 8.2641; 2046-47: 8.1338; 2047-48: 8.1206; 2048-49: 8.0423; 2049-50: 8.0195
11.7FPW | Measured (other: define) | Input | l/h/d | 1
11.8FPW | Measured (other: define) | Input | l/h/d | 1
11.9FPW | Measured (other: define) | Input | l/h/d | 1
12FPW | Unmeasured Household - PCC | sum (12.1FPW:12.9FPW) | l/h/d | 1 | 0 | 0 | 169.3652 | 166.1288 | 164.3172 | 161.7268 | 158.6066 | 156.1965 | 154.4493 | 153.2829 | 152.3735 | 151.3294 | 149.8104 | 148.0881 | 145.8538 | 143.2562 | 140.9833 | 139.6227 | 138.2549 | 136.9084 | 135.542 | 134.207 | 132.8653 | 131.5589 | 130.7194 | 129.8919 | 128.7606 | 128.7611 | 128.7515 | 128.7462 | 128.7266 | 0 | 0 | 0 | 0 | 0 | 0 | 0 | 0 | 0 | 0 | 0 | 0 | 0 | 0 | 0 | 0 | 0 | 0 | 0 | 0 | 0 | 0 | 0 | 0 | 0 | 0 | 0 | 0 | 0 | 0 | 0 | 0 | 0 | 0 | 0 | 0 | 0 | 0 | 0 | 0 | 0 | 0 | 0 | 0 | 0 | 0 | 0 | 0 | 0 | 0
12.1FPW | Unmeasured toilet flushing | Input | l/h/d | 1 | 2021-22: 36.9121; 2022-23: 36.1166; 2023-24: 35.6355; 2024-25: 35.1242; 2025-26: 34.5362; 2026-27: 34.0416; 2027-28: 33.6031; 2028-29: 33.2978; 2029-30: 33.0574; 2030-31: 32.7674; 2031-32: 32.3584; 2032-33: 31.9094; 2033-34: 31.379; 2034-35: 30.7715; 2035-36: 30.2262; 2036-37: 29.8707; 2037-38: 29.5205; 2038-39: 29.1758; 2039-40: 28.8352; 2040-41: 28.5056; 2041-42: 28.1801; 2042-43: 27.8594; 2043-44: 27.6172; 2044-45: 27.3805; 2045-46: 27.0854; 2046-47: 27.0258; 2047-48: 26.9686; 2048-49: 26.9142; 2049-50: 26.8622
12.2FPW | Unmeasured personal washing | Input | l/h/d | 1 | 2021-22: 76.0107; 2022-23: 74.7665; 2023-24: 74.151; 2024-25: 73.4518; 2025-26: 72.5703; 2026-27: 71.8612; 2027-28: 71.1552; 2028-29: 70.716; 2029-30: 70.4008; 2030-31: 69.9682; 2031-32: 69.2697; 2032-33: 68.4722; 2033-34: 67.3961; 2034-35: 66.1443; 2035-36: 65.0172; 2036-37: 64.2895; 2037-38: 63.5657; 2038-39: 62.8469; 2039-40: 62.1306; 2040-41: 61.4317; 2041-42: 60.7363; 2042-43: 60.0463; 2043-44: 59.6241; 2044-45: 59.2075; 2045-46: 58.6583; 2046-47: 58.6139; 2047-48: 58.5703; 2048-49: 58.5287; 2049-50: 58.488
12.3FPW | Unmeasured clothes washing | Input | l/h/d | 1 | 2021-22: 13.2387; 2022-23: 12.9507; 2023-24: 12.8088; 2024-25: 12.3884; 2025-26: 11.9256; 2026-27: 11.5878; 2027-28: 11.4276; 2028-29: 11.3077; 2029-30: 11.2049; 2030-31: 11.1111; 2031-32: 11.003; 2032-33: 10.8769; 2033-34: 10.7172; 2034-35: 10.5218; 2035-36: 10.3726; 2036-37: 10.2971; 2037-38: 10.2178; 2038-39: 10.1259; 2039-40: 10.0209; 2040-41: 9.9147; 2041-42: 9.8051; 2042-43: 9.6924; 2043-44: 9.6139; 2044-45: 9.5346; 2045-46: 9.4322; 2046-47: 9.4093; 2047-48: 9.3847; 2048-49: 9.3586; 2049-50: 9.3307
12.4FPW | Unmeasured dish washing | Input | l/h/d | 1 | 2021-22: 11.2519; 2022-23: 10.9952; 2023-24: 10.7936; 2024-25: 10.4109; 2025-26: 9.9942; 2026-27: 9.6837; 2027-28: 9.5224; 2028-29: 9.3946; 2029-30: 9.2808; 2030-31: 9.1719; 2031-32: 9.0618; 2032-33: 8.9459; 2033-34: 8.8001; 2034-35: 8.628; 2035-36: 8.4831; 2036-37: 8.3987; 2037-38: 8.3112; 2038-39: 8.2207; 2039-40: 8.1269; 2040-41: 8.0313; 2041-42: 7.9346; 2042-43: 7.8395; 2043-44: 7.7828; 2044-45: 7.7256; 2045-46: 7.6498; 2046-47: 7.6386; 2047-48: 7.6263; 2048-49: 7.613; 2049-50: 7.5984
12.5FPW | Unmeasured miscellaneous internal use | Input | l/h/d | 1 | 2021-22: 18.3339; 2022-23: 17.9161; 2023-24: 17.6987; 2024-25: 17.3667; 2025-26: 16.9937; 2026-27: 16.7024; 2027-28: 16.5225; 2028-29: 16.4038; 2029-30: 16.3131; 2030-31: 16.206; 2031-32: 16.0484; 2032-33: 15.8674; 2033-34: 15.654; 2034-35: 15.398; 2035-36: 15.1766; 2036-37: 15.0542; 2037-38: 14.9315; 2038-39: 14.8089; 2039-40: 14.6858; 2040-41: 14.5655; 2041-42: 14.445; 2042-43: 14.3247; 2043-44: 14.23; 2044-45: 14.1366; 2045-46: 14.0113; 2046-47: 14.0064; 2047-48: 14.0014; 2048-49: 13.9968; 2049-50: 13.992
12.6FPW | Unmeasured external use | Input | l/h/d | 1 | 2021-22: 13.6179; 2022-23: 13.3837; 2023-24: 13.2297; 2024-25: 12.9849; 2025-26: 12.5866; 2026-27: 12.3198; 2027-28: 12.2184; 2028-29: 12.1629; 2029-30: 12.1165; 2030-31: 12.1049; 2031-32: 12.0691; 2032-33: 12.0164; 2033-34: 11.9075; 2034-35: 11.7925; 2035-36: 11.7077; 2036-37: 11.7125; 2037-38: 11.7081; 2038-39: 11.7302; 2039-40: 11.7425; 2040-41: 11.7583; 2041-42: 11.7641; 2042-43: 11.7965; 2043-44: 11.8514; 2044-45: 11.9072; 2045-46: 11.9234; 2046-47: 12.0671; 2047-48: 12.2001; 2048-49: 12.3349; 2049-50: 12.4552
12.7FPW | Unmeasured (other: define) | Input | l/h/d | 1
12.8FPW | Unmeasured (other: define) | Input | l/h/d | 1
12.9FPW | Unmeasured (other: define) | Input | l/h/d | 1
Table 2c: WC Level DYAA - Meter Installations (including meter upgrades) - Final Planning | Back to top of sheet
WRMP24 Reference | Component | Derivation | Unit | Decimal places | 2019-20 | 2020-21 | 2021-22 | 2022-23 | 2023-24 | 2024-25 | 2025-26 | 2026-27 | 2027-28 | 2028-29 | 2029-30 | 2030-31 | 2031-32 | 2032-33 | 2033-34 | 2034-35 | 2035-36 | 2036-37 | 2037-38 | 2038-39 | 2039-40 | 2040-41 | 2041-42 | 2042-43 | 2043-44 | 2044-45 | 2045-46 | 2046-47 | 2047-48 | 2048-49 | 2049-50 | 2050-51 | 2051-52 | 2052-53 | 2053-54 | 2054-55 | 2055-56 | 2056-57 | 2057-58 | 2058-59 | 2059-60 | 2060-61 | 2061-62 | 2062-63 | 2063-64 | 2064-65 | 2065-66 | 2066-67 | 2067-68 | 2068-69 | 2069-70 | 2070-71 | 2071-72 | 2072-73 | 2073-74 | 2074-75 | 2075-76 | 2076-77 | 2077-78 | 2078-79 | 2079-80 | 2080-81 | 2081-82 | 2082-83 | 2083-84 | 2084-85 | 2085-86 | 2086-87 | 2087-88 | 2088-89 | 2089-90 | 2090-91 | 2091-92 | 2092-93 | 2093-94 | 2094-95 | 2095-96 | 2096-97 | 2097-98 | 2098-99 | 2099-100 | 2100-01
0FPM | Total Household Smart Meters (cumulative including existing) | Input | 000's | 0 | 2021-22: 6.32; 2022-23: 42.9652; 2023-24: 59.6935; 2024-25: 94.0869; 2025-26: 157.0487; 2026-27: 222.2525; 2027-28: 262.0663; 2028-29: 299.0476; 2029-30: 324.1213; 2030-31: 342.8655; 2031-32: 362.6006; 2032-33: 380.9522; 2033-34: 398.4485; 2034-35: 416.5801; 2035-36: 391.638; 2036-37: 397.8253; 2037-38: 404.1219; 2038-39: 410.5165; 2039-40: 417.0146; 2040-41: 423.6112; 2041-42: 430.313; 2042-43: 437.1169; 2043-44: 444.0246; 2044-45: 451.0357; 2045-46: 458.1438; 2046-47: 465.35; 2047-48: 472.653; 2048-49: 480.0516; 2049-50: 487.5444
1FPM | Total household meter installations | sum(1.1FPM:1.32FPM) | 000's | 0 | 2019-20: 0; 2020-21: 0; 2021-22: 7.378; 2022-23: 36.6452; 2023-24: 53.3735; 2024-25: 87.7669; 2025-26: 150.7287; 2026-27: 215.9325; 2027-28: 255.7463; 2028-29: 292.7276; 2029-30: 317.8013; 2030-31: 336.5455; 2031-32: 356.2806; 2032-33: 374.6322; 2033-34: 392.1285; 2034-35: 410.2601; 2035-36: 385.318; 2036-37: 391.5053; 2037-38: 397.8019; 2038-39: 404.1965; 2039-40: 410.6946; 2040-41: 417.2912; 2041-42: 423.993; 2042-43: 430.7969; 2043-44: 437.7046; 2044-45: 444.7157; 2045-46: 451.8238; 2046-47: 459.03; 2047-48: 466.333; 2048-49: 473.7316; 2049-50: 481.2244; 2100-01: 0
1.1FPM | Basic (non-automated) meter installations (household) | Input | 000's | 0 | 2021-22: 4.029; 2022-23: 0; 2023-24: 0; 2024-25: 0; 2025-26: 0; 2026-27: 0; 2027-28: 0; 2028-29: 0; 2029-30: 0; 2030-31: 0; 2031-32: 0; 2032-33: 0; 2033-34: 0; 2034-35: 0; 2035-36: 0; 2036-37: 0; 2037-38: 0; 2038-39: 0; 2039-40: 0; 2040-41: 0; 2041-42: 0; 2042-43: 0; 2043-44: 0; 2044-45: 0; 2045-46: 0; 2046-47: 0; 2047-48: 0; 2048-49: 0; 2049-50: 0
1.21FPM | Automated Meter Reading (AMR) - new installations (household) | Input | 000's | 0 | 2021-22: 0; 2022-23: 0; 2023-24: 0; 2024-25: 0; 2025-26: 0; 2026-27: 0; 2027-28: 0; 2028-29: 0; 2029-30: 0; 2030-31: 0; 2031-32: 0; 2032-33: 0; 2033-34: 0; 2034-35: 0; 2035-36: 0; 2036-37: 0; 2037-38: 0; 2038-39: 0; 2039-40: 0; 2040-41: 0; 2041-42: 0; 2042-43: 0; 2043-44: 0; 2044-45: 0; 2045-46: 0; 2046-47: 0; 2047-48: 0; 2048-49: 0; 2049-50: 0
1.22FPM | Automated Meter Reading (AMR) - upgrades from basic meters (household | Input | 000's | 0 | 2021-22: 0; 2022-23: 0; 2023-24: 0; 2024-25: 0; 2025-26: 0; 2026-27: 0; 2027-28: 0; 2028-29: 0; 2029-30: 0; 2030-31: 0; 2031-32: 0; 2032-33: 0; 2033-34: 0; 2034-35: 0; 2035-36: 0; 2036-37: 0; 2037-38: 0; 2038-39: 0; 2039-40: 0; 2040-41: 0; 2041-42: 0; 2042-43: 0; 2043-44: 0; 2044-45: 0; 2045-46: 0; 2046-47: 0; 2047-48: 0; 2048-49: 0; 2049-50: 0
1.31FPM | Advanced Metering Infrastructure (AMI) - new installations (household) | Input | 000's | 0 | 2021-22: 0; 2022-23: 13.1932; 2023-24: 32.9225; 2024-25: 57.3159; 2025-26: 107.7387; 2026-27: 169.9425; 2027-28: 211.7563; 2028-29: 244.2376; 2029-30: 274.6423; 2030-31: 299.4513; 2031-32: 319.1864; 2032-33: 337.538; 2033-34: 355.0593; 2034-35: 373.1909; 2035-36: 385.318; 2036-37: 391.5053; 2037-38: 397.8019; 2038-39: 404.1965; 2039-40: 410.6946; 2040-41: 417.2912; 2041-42: 423.993; 2042-43: 430.7969; 2043-44: 437.7046; 2044-45: 444.7157; 2045-46: 451.8238; 2046-47: 459.03; 2047-48: 466.333; 2048-49: 473.7316; 2049-50: 481.2244
1.32FPM | Automated Meter Infrastructure (AMI) - upgrades from basic or AMR meters (household) | Input | 000's | 0 | 2021-22: 3.349; 2022-23: 23.452; 2023-24: 20.451; 2024-25: 30.451; 2025-26: 42.99; 2026-27: 45.99; 2027-28: 43.99; 2028-29: 48.49; 2029-30: 43.159; 2030-31: 37.0942; 2031-32: 37.0942; 2032-33: 37.0942; 2033-34: 37.0692; 2034-35: 37.0692; 2035-36: 0; 2036-37: 0; 2037-38: 0; 2038-39: 0; 2039-40: 0; 2040-41: 0; 2041-42: 0; 2042-43: 0; 2043-44: 0; 2044-45: 0; 2045-46: 0; 2046-47: 0; 2047-48: 0; 2048-49: 0; 2049-50: 0
2FPM | Total non-household meter installations | Input | 000's | 0 | 2021-22: 0.166; 2022-23: 0.1805; 2023-24: 0.195; 2024-25: 0.195; 2025-26: 2.195; 2026-27: 4.195; 2027-28: 4.695; 2028-29: 5.195; 2029-30: 5.695; 2030-31: 3.9266; 2031-32: 3.9266; 2032-33: 3.9266; 2033-34: 3.9266; 2034-35: 3.9266; 2035-36: 0.195; 2036-37: 0.195; 2037-38: 0.195; 2038-39: 0.195; 2039-40: 0.195; 2040-41: 0.195; 2041-42: 0.195; 2042-43: 0.195; 2043-44: 0.195; 2044-45: 0.195; 2045-46: 0.195; 2046-47: 0.195; 2047-48: 0.195; 2048-49: 0.195; 2049-50: 0.195
2.1FPM | Basic (non-automated) meter installations (non-household) | Input | 000's | 0 | 2021-22: 0.139; 2022-23: 0.1395; 2023-24: 0.14; 2024-25: 0.14; 2025-26: 0; 2026-27: 0; 2027-28: 0; 2028-29: 0; 2029-30: 0; 2030-31: 0; 2031-32: 0; 2032-33: 0; 2033-34: 0; 2034-35: 0; 2035-36: 0; 2036-37: 0; 2037-38: 0; 2038-39: 0; 2039-40: 0; 2040-41: 0; 2041-42: 0; 2042-43: 0; 2043-44: 0; 2044-45: 0; 2045-46: 0; 2046-47: 0; 2047-48: 0; 2048-49: 0; 2049-50: 0
2.2FPM | Automated Meter Reading (AMR) - installations (non-household) | Input | 000's | 0 | 2021-22: 0; 2022-23: 0; 2023-24: 0; 2024-25: 0; 2025-26: 0; 2026-27: 0; 2027-28: 0; 2028-29: 0; 2029-30: 0; 2030-31: 0; 2031-32: 0; 2032-33: 0; 2033-34: 0; 2034-35: 0; 2035-36: 0; 2036-37: 0; 2037-38: 0; 2038-39: 0; 2039-40: 0; 2040-41: 0; 2041-42: 0; 2042-43: 0; 2043-44: 0; 2044-45: 0; 2045-46: 0; 2046-47: 0; 2047-48: 0; 2048-49: 0; 2049-50: 0
2.3FPM | Automated Meter Infrastructure (AMI) - installations (non-household) | Input | 000's | 0 | 2021-22: 0.027; 2022-23: 0.041; 2023-24: 0.055; 2024-25: 0.055; 2025-26: 2.195; 2026-27: 4.195; 2027-28: 4.695; 2028-29: 5.195; 2029-30: 5.695; 2030-31: 3.9266; 2031-32: 3.9266; 2032-33: 3.9266; 2033-34: 3.9266; 2034-35: 3.9266; 2035-36: 0.195; 2036-37: 0.195; 2037-38: 0.195; 2038-39: 0.195; 2039-40: 0.195; 2040-41: 0.195; 2041-42: 0.195; 2042-43: 0.195; 2043-44: 0.195; 2044-45: 0.195; 2045-46: 0.195; 2046-47: 0.195; 2047-48: 0.195; 2048-49: 0.195; 2049-50: 0.195
Back to top of sheet
Table 2d: WC Level DYAA - Key Components - Baseline
WRMP24 Reference | Component | Derivation | Unit | Decimal places | 2019-20 | 2020-21 | 2021-22 | 2022-23 | 2023-24 | 2024-25 | 2025-26 | 2026-27 | 2027-28 | 2028-29 | 2029-30 | 2030-31 | 2031-32 | 2032-33 | 2033-34 | 2034-35 | 2035-36 | 2036-37 | 2037-38 | 2038-39 | 2039-40 | 2040-41 | 2041-42 | 2042-43 | 2043-44 | 2044-45 | 2045-46 | 2046-47 | 2047-48 | 2048-49 | 2049-50 | 2050-51 | 2051-52 | 2052-53 | 2053-54 | 2054-55 | 2055-56 | 2056-57 | 2057-58 | 2058-59 | 2059-60 | 2060-61 | 2061-62 | 2062-63 | 2063-64 | 2064-65 | 2065-66 | 2066-67 | 2067-68 | 2068-69 | 2069-70 | 2070-71 | 2071-72 | 2072-73 | 2073-74 | 2074-75 | 2075-76 | 2076-77 | 2077-78 | 2078-79 | 2079-80 | 2080-81 | 2081-82 | 2082-83 | 2083-84 | 2084-85 | 2085-86 | 2086-87 | 2087-88 | 2088-89 | 2089-90 | 2090-91 | 2091-92 | 2092-93 | 2093-94 | 2094-95 | 2095-96 | 2096-97 | 2097-98 | 2098-99 | 2099-100 | 2100-01
1BLW | Outage Allowance | Sum (all WRZ 9BL) | Ml/d | 2 | 2019-20: #REF!; 2020-21: 0; 2021-22: 9.55; 2022-23: 9.55; 2023-24: 9.55; 2024-25: 9.55; 2025-26: 9.55; 2026-27: 9.55; 2027-28: 9.55; 2028-29: 9.55; 2029-30: 9.55; 2030-31: 9.55; 2031-32: 9.55; 2032-33: 9.55; 2033-34: 9.55; 2034-35: 9.55; 2035-36: 9.55; 2036-37: 9.55; 2037-38: 9.55; 2038-39: 9.55; 2039-40: 9.55; 2040-41: 9.55; 2041-42: 9.55; 2042-43: 9.55; 2043-44: 9.55; 2044-45: 9.55; 2045-46: 9.55; 2046-47: 9.55; 2047-48: 9.55; 2048-49: 9.55; 2049-50: 9.55
2BLW | Average Household - PCC | ((Sum (all WRZ 14BL: 15BL) - Sum (all WRZ 25BL:26BL))*1,000,000)/((Sum (all WRZ 39BL: 40BL))*1,000) | l/h/d | 1 | 2019-20: #DIV/0!; 2020-21: #DIV/0!; 2021-22: 162.9283; 2022-23: 159.1883; 2023-24: 156.5543; 2024-25: 153.1194; 2025-26: 150.4372; 2026-27: 148.4963; 2027-28: 147.3549; 2028-29: 146.6701; 2029-30: 146.0412; 2030-31: 145.6229; 2031-32: 145.2489; 2032-33: 144.9526; 2033-34: 144.6195; 2034-35: 144.3501; 2035-36: 144.0779; 2036-37: 143.8549; 2037-38: 143.6493; 2038-39: 143.4612; 2039-40: 143.2529; 2040-41: 141.8064; 2041-42: 141.5986; 2042-43: 141.4182; 2043-44: 141.2227; 2044-45: 141.0241; 2045-46: 140.5426; 2046-47: 138.6771; 2047-48: 138.4832; 2048-49: 137.4368; 2049-50: 137.2316
3BLW | Household metering penetration incl. voids | Sum (all WRZ 34BL) / (Sum (all WRZ 34BL) + Sum (all WRZ 34.7BL: 35.1BL)) | % | 1 | 2019-20: #DIV/0!; 2020-21: #DIV/0!; 2021-22: 62.47%; 2022-23: 63.6%; 2023-24: 65.17%; 2024-25: 67.18%; 2025-26: 71.23%; 2026-27: 75.98%; 2027-28: 78.29%; 2028-29: 79.09%; 2029-30: 79.83%; 2030-31: 80.37%; 2031-32: 80.73%; 2032-33: 81.08%; 2033-34: 81.41%; 2034-35: 81.75%; 2035-36: 81.99%; 2036-37: 82.14%; 2037-38: 82.3%; 2038-39: 82.45%; 2039-40: 82.61%; 2040-41: 82.76%; 2041-42: 82.91%; 2042-43: 83.07%; 2043-44: 83.22%; 2044-45: 83.37%; 2045-46: 83.52%; 2046-47: 83.67%; 2047-48: 83.82%; 2048-49: 83.97%; 2049-50: 84.11%
4BLW | Total non-household consumption | Sum (all WRZ 12BL:13BL) - Sum (all WRZ 23BL:24BL) | Ml/d | 2 | 2019-20: 0; 2020-21: 0; 2021-22: 68.9275; 2022-23: 74.7851; 2023-24: 78.8418; 2024-25: 82.3874; 2025-26: 87.699; 2026-27: 88.7817; 2027-28: 90.1263; 2028-29: 91.5926; 2029-30: 92.5272; 2030-31: 93.0573; 2031-32: 93.1199; 2032-33: 95.8157; 2033-34: 96.0592; 2034-35: 95.9846; 2035-36: 95.7708; 2036-37: 95.2173; 2037-38: 94.7071; 2038-39: 94.2403; 2039-40: 94.2877; 2040-41: 94.3348; 2041-42: 94.3789; 2042-43: 94.4211; 2043-44: 94.4625; 2044-45: 94.5055; 2045-46: 94.549; 2046-47: 94.5923; 2047-48: 94.6353; 2048-49: 94.6785; 2049-50: 94.7212
5BLW | Total Leakage | Sum (all WRZ 29BL) | Ml/d | 2 | 2019-20: 0; 2020-21: 0; 2021-22: 59.3105; 2022-23: 58.354; 2023-24: 56.072; 2024-25: 53.79; 2025-26: 53.79; 2026-27: 53.79; 2027-28: 53.79; 2028-29: 53.79; 2029-30: 53.79; 2030-31: 53.79; 2031-32: 53.79; 2032-33: 53.79; 2033-34: 53.79; 2034-35: 53.79; 2035-36: 53.79; 2036-37: 53.79; 2037-38: 53.79; 2038-39: 53.79; 2039-40: 53.79; 2040-41: 53.79; 2041-42: 53.79; 2042-43: 53.79; 2043-44: 53.79; 2044-45: 53.79; 2045-46: 53.79; 2046-47: 53.79; 2047-48: 53.79; 2048-49: 53.79; 2049-50: 53.79
6BLW | Distribution input | Sum (all WRZ 45BL) | Ml/d | 2 | 2019-20: 0; 2020-21: 0; 2021-22: 474.186; 2022-23: 473.2764; 2023-24: 472.9195; 2024-25: 470.6421; 2025-26: 474.5282; 2026-27: 475.4014; 2027-28: 478.3628; 2028-29: 481.5715; 2029-30: 483.5749; 2030-31: 484.6341; 2031-32: 485.5125; 2032-33: 488.5576; 2033-34: 489.2402; 2034-35: 489.5732; 2035-36: 490.0757; 2036-37: 490.3949; 2037-38: 490.9214; 2038-39: 491.6469; 2039-40: 492.9498; 2040-41: 491.3451; 2041-42: 492.6511; 2042-43: 494.0838; 2043-44: 495.6098; 2044-45: 497.2387; 2045-46: 498.228; 2046-47: 495.8907; 2047-48: 497.6772; 2048-49: 497.45; 2049-50: 499.306
7BLW | Target Headroom | Sum (all WRZ 48BL) | Ml/d | 2 | 2019-20: 0; 2020-21: 0; 2021-22: 10.1137; 2022-23: 10.3676; 2023-24: 10.7444; 2024-25: 10.756; 2025-26: 11.0456; 2026-27: 10.1257; 2027-28: 9.2832; 2028-29: 8.7579; 2029-30: 8.1289; 2030-31: 6.915; 2031-32: 5.9824; 2032-33: 5.4339; 2033-34: 5.2183; 2034-35: 4.7589; 2035-36: 4.4466; 2036-37: 4.2421; 2037-38: 4.0873; 2038-39: 3.7739; 2039-40: 3.6237; 2040-41: 5.128; 2041-42: 3.4444; 2042-43: 3.4421; 2043-44: 3.4753; 2044-45: 3.4011; 2045-46: 3.8838; 2046-47: 6.3578; 2047-48: 3.352; 2048-49: 4.9184; 2049-50: 3.5113
8BLW | Water Available For Use (own sources) | Sum (all WRZ 10BL) | Ml/d | 2 | 2019-20: #REF!; 2020-21: 0; 2021-22: 489.956; 2022-23: 489.401; 2023-24: 488.8428; 2024-25: 488.2816; 2025-26: 487.7173; 2026-27: 485.11; 2027-28: 484.5398; 2028-29: 483.9668; 2029-30: 483.391; 2030-31: 472.3225; 2031-32: 471.7413; 2032-33: 469.3076; 2033-34: 468.7212; 2034-35: 468.1324; 2035-36: 467.5411; 2036-37: 466.9474; 2037-38: 466.3513; 2038-39: 465.7529; 2039-40: 465.1522; 2040-41: 446.1292; 2041-42: 445.5241; 2042-43: 444.9167; 2043-44: 444.3072; 2044-45: 443.6956; 2045-46: 426.6619; 2046-47: 426.0461; 2047-48: 425.4283; 2048-49: 424.8086; 2049-50: 424.1868
9BLW | Total Water Available For Use | Sum (all WRZ 11BL) | Ml/d | 2 | 2019-20: #REF!; 2020-21: 0; 2021-22: 463.4246; 2022-23: 462.8697; 2023-24: 462.3115; 2024-25: 461.4122; 2025-26: 460.5117; 2026-27: 456.7041; 2027-28: 454.3034; 2028-29: 453.3991; 2029-30: 452.4934; 2030-31: 441.1055; 2031-32: 440.1935; 2032-33: 438.9311; 2033-34: 438.0142; 2034-35: 437.4253; 2035-36: 456.8364; 2036-37: 456.2427; 2037-38: 455.6466; 2038-39: 455.0482; 2039-40: 454.4474; 2040-41: 435.7868; 2041-42: 435.1816; 2042-43: 434.5743; 2043-44: 433.9648; 2044-45: 433.3531; 2045-46: 415.9594; 2046-47: 415.3437; 2047-48: 414.7282; 2048-49: 414.1085; 2049-50: 413.4867
10BLW | Supply Demand Balance | Sum (all WRZ 50BL) | Ml/d | 2 | 2019-20: #REF!; 2020-21: 0; 2021-22: -20.875; 2022-23: -20.7743; 2023-24: -21.3524; 2024-25: -19.9859; 2025-26: -25.062; 2026-27: -28.823; 2027-28: -33.3426; 2028-29: -36.9304; 2029-30: -39.2104; 2030-31: -50.4435; 2031-32: -51.3014; 2032-33: -55.0604; 2033-34: -56.4444; 2034-35: -56.9068; 2035-36: -37.686; 2036-37: -38.3943; 2037-38: -39.3622; 2038-39: -40.3727; 2039-40: -42.1261; 2040-41: -60.6863; 2041-42: -60.9138; 2042-43: -62.9517; 2043-44: -65.1203; 2044-45: -67.2867; 2045-46: -86.1524; 2046-47: -86.9048; 2047-48: -86.3009; 2048-49: -88.2599; 2049-50: -89.3306
Back to top of sheet
Table 2e: WC Level DYAA - Key Components - Final planning
WRMP24 Reference | Component | Derivation | Unit | Decimal places | 2019-20 | 2020-21 | 2021-22 | 2022-23 | 2023-24 | 2024-25 | 2025-26 | 2026-27 | 2027-28 | 2028-29 | 2029-30 | 2030-31 | 2031-32 | 2032-33 | 2033-34 | 2034-35 | 2035-36 | 2036-37 | 2037-38 | 2038-39 | 2039-40 | 2040-41 | 2041-42 | 2042-43 | 2043-44 | 2044-45 | 2045-46 | 2046-47 | 2047-48 | 2048-49 | 2049-50 | 2050-51 | 2051-52 | 2052-53 | 2053-54 | 2054-55 | 2055-56 | 2056-57 | 2057-58 | 2058-59 | 2059-60 | 2060-61 | 2061-62 | 2062-63 | 2063-64 | 2064-65 | 2065-66 | 2066-67 | 2067-68 | 2068-69 | 2069-70 | 2070-71 | 2071-72 | 2072-73 | 2073-74 | 2074-75 | 2075-76 | 2076-77 | 2077-78 | 2078-79 | 2079-80 | 2080-81 | 2081-82 | 2082-83 | 2083-84 | 2084-85 | 2085-86 | 2086-87 | 2087-88 | 2088-89 | 2089-90 | 2090-91 | 2091-92 | 2092-93 | 2093-94 | 2094-95 | 2095-96 | 2096-97 | 2097-98 | 2098-99 | 2099-100 | 2100-01
1FPW | Outage Allowance | Sum (all WRZ 9FP) | Ml/d | 2 | #REF! | 0 | 15.25 | 15.25 | 15.25 | 15.25 | 15.25 | 15.25 | 15.25 | 15.25 | 9.25 | 9.25 | 7.4 | 7.4 | 7.4 | 7.4 | 7.4 | 7.4 | 7.4 | 7.4 | 7.4 | 7.4 | 7.4 | 7.4 | 7.4 | 7.4 | 7.4 | 7.4 | 7.4 | 7.4 | 7.4 | 0 | 0 | 0 | 0 | 0 | 0 | 0 | 0 | 0 | 0 | 0 | 0 | 0 | 0 | 0 | 0 | 0 | 0 | 0 | 0 | 0 | 0 | 0 | 0 | 0 | 0 | 0 | 0 | 0 | 0 | 0 | 0 | 0 | 0 | 0 | 0 | 0 | 0 | 0 | 0 | 0 | 0 | 0 | 0 | 0 | 0 | 0 | 0 | 0 | 0 | 0
2FPW | Average Household - PCC | ((Sum (all WRZ 14FP: 15FP) - Sum (all WRZ 25FP:26FP))*1,000,000)/((Sum (all WRZ 39FP: 40FP))*1,000) | l/h/d | 1 | #DIV/0! | #DIV/0! | 162.9283 | 159.1883 | 156.5543 | 153.1194 | 149.0835 | 146.0378 | 143.1369 | 140.5007 | 138.0665 | 136.0117 | 134.0467 | 132.1432 | 129.9059 | 127.838 | 126.3635 | 124.9877 | 123.5871 | 122.2207 | 120.8514 | 118.184 | 116.8894 | 115.6389 | 114.7761 | 113.9304 | 113.6954 | 111.7525 | 111.5581 | 110.4872 | 110.2902 | #DIV/0! | #DIV/0! | #DIV/0! | #DIV/0! | #DIV/0! | #DIV/0! | #DIV/0! | #DIV/0! | #DIV/0! | #DIV/0! | #DIV/0! | #DIV/0! | #DIV/0! | #DIV/0! | #DIV/0! | #DIV/0! | #DIV/0! | #DIV/0! | #DIV/0! | #DIV/0! | #DIV/0! | #DIV/0! | #DIV/0! | #DIV/0! | #DIV/0! | #DIV/0! | #DIV/0! | #DIV/0! | #DIV/0! | #DIV/0! | #DIV/0! | #DIV/0! | #DIV/0! | #DIV/0! | #DIV/0! | #DIV/0! | #DIV/0! | #DIV/0! | #DIV/0! | #DIV/0! | #DIV/0! | #DIV/0! | #DIV/0! | #DIV/0! | #DIV/0! | #DIV/0! | #DIV/0! | #DIV/0! | #DIV/0! | #DIV/0! | #DIV/0!
3FPW | Household metering penetration incl. voids | Sum (all WRZ 34FP) / (Sum (all WRZ 34FP) + Sum (all WRZ 34.7FP: 35.1FP)) | % | 1 | #DIV/0! | #DIV/0! | 62.47% | 63.6% | 65.17% | 67.18% | 72.14% | 78.32% | 82.02% | 84.66% | 87.25% | 89.28% | 90.8% | 92.2% | 93.58% | 94.95% | 95.63% | 95.65% | 95.67% | 95.68% | 95.7% | 95.72% | 95.74% | 95.75% | 95.77% | 95.79% | 95.81% | 95.82% | 95.84% | 95.86% | 95.87% | #DIV/0! | #DIV/0! | #DIV/0! | #DIV/0! | #DIV/0! | #DIV/0! | #DIV/0! | #DIV/0! | #DIV/0! | #DIV/0! | #DIV/0! | #DIV/0! | #DIV/0! | #DIV/0! | #DIV/0! | #DIV/0! | #DIV/0! | #DIV/0! | #DIV/0! | #DIV/0! | #DIV/0! | #DIV/0! | #DIV/0! | #DIV/0! | #DIV/0! | #DIV/0! | #DIV/0! | #DIV/0! | #DIV/0! | #DIV/0! | #DIV/0! | #DIV/0! | #DIV/0! | #DIV/0! | #DIV/0! | #DIV/0! | #DIV/0! | #DIV/0! | #DIV/0! | #DIV/0! | #DIV/0! | #DIV/0! | #DIV/0! | #DIV/0! | #DIV/0! | #DIV/0! | #DIV/0! | #DIV/0! | #DIV/0! | #DIV/0! | #DIV/0!
4FPW | Total non-household consumption | Sum (all WRZ 12FP:13FP) - Sum (all WRZ 23FP:24FP) | Ml/d | 2 | 0 | 0 | 68.9275 | 70.5094 | 74.7419 | 78.3114 | 83.4163 | 84.0625 | 84.9254 | 85.9098 | 86.4076 | 86.2175 | 85.6042 | 91.5487 | 91.1265 | 90.3862 | 89.5464 | 88.3669 | 87.2308 | 86.7704 | 86.8241 | 86.8776 | 86.9281 | 86.9767 | 87.0246 | 87.0741 | 87.1241 | 87.1738 | 87.2234 | 87.2731 | 87.3224 | 0 | 0 | 0 | 0 | 0 | 0 | 0 | 0 | 0 | 0 | 0 | 0 | 0 | 0 | 0 | 0 | 0 | 0 | 0 | 0 | 0 | 0 | 0 | 0 | 0 | 0 | 0 | 0 | 0 | 0 | 0 | 0 | 0 | 0 | 0 | 0 | 0 | 0 | 0 | 0 | 0 | 0 | 0 | 0 | 0 | 0 | 0 | 0 | 0 | 0 | 0
5FPW | Total Leakage | Sum (all WRZ 29FP) | Ml/d | 2 | 0 | 0 | 59.3105 | 58.354 | 56.072 | 53.79 | 53.244 | 52.698 | 52.152 | 51.606 | 51.06 | 50.514 | 49.968 | 49.422 | 48.876 | 48.33 | 47.784 | 47.238 | 46.692 | 46.146 | 45.6 | 45.054 | 44.508 | 43.962 | 43.416 | 42.87 | 42.324 | 41.778 | 41.232 | 40.686 | 40.14 | 0 | 0 | 0 | 0 | 0 | 0 | 0 | 0 | 0 | 0 | 0 | 0 | 0 | 0 | 0 | 0 | 0 | 0 | 0 | 0 | 0 | 0 | 0 | 0 | 0 | 0 | 0 | 0 | 0 | 0 | 0 | 0 | 0 | 0 | 0 | 0 | 0 | 0 | 0 | 0 | 0 | 0 | 0 | 0 | 0 | 0 | 0 | 0 | 0 | 0 | 0
6FPW | Distribution input | Sum (all WRZ 45FP) | Ml/d | 2 | 0 | 0 | 474.186 | 469.0007 | 468.8196 | 466.5661 | 466.8121 | 464.2819 | 462.2991 | 460.0758 | 456.9734 | 453.026 | 448.9962 | 451.0404 | 446.0957 | 441.0292 | 437.465 | 433.8023 | 430.2097 | 427.444 | 425.2512 | 419.9843 | 417.9065 | 415.9554 | 415.0009 | 414.1572 | 414.7943 | 411.3217 | 412.1362 | 410.8616 | 411.7424 | 0 | 0 | 0 | 0 | 0 | 0 | 0 | 0 | 0 | 0 | 0 | 0 | 0 | 0 | 0 | 0 | 0 | 0 | 0 | 0 | 0 | 0 | 0 | 0 | 0 | 0 | 0 | 0 | 0 | 0 | 0 | 0 | 0 | 0 | 0 | 0 | 0 | 0 | 0 | 0 | 0 | 0 | 0 | 0 | 0 | 0 | 0 | 0 | 0 | 0 | 0
7FPW | Target Headroom | Sum (all WRZ 48FP) | Ml/d | 2 | 0 | 0 | 9.5099 | 10.3462 | 10.5812 | 10.6741 | 11.1099 | 10.0542 | 11.6403 | 10.9427 | 10.3732 | 9.2105 | 8.2548 | 7.6562 | 7.4375 | 6.9529 | 6.6099 | 6.3697 | 6.2467 | 5.9926 | 5.79 | 7.3465 | 5.686 | 5.6054 | 5.6435 | 5.6825 | 6.0936 | 8.5738 | 5.6665 | 7.1864 | 5.8141 | 0 | 0 | 0 | 0 | 0 | 0 | 0 | 0 | 0 | 0 | 0 | 0 | 0 | 0 | 0 | 0 | 0 | 0 | 0 | 0 | 0 | 0 | 0 | 0 | 0 | 0 | 0 | 0 | 0 | 0 | 0 | 0 | 0 | 0 | 0 | 0 | 0 | 0 | 0 | 0 | 0 | 0 | 0 | 0 | 0 | 0 | 0 | 0 | 0 | 0 | 0
8FPW | Water Available For Use (own sources) | Sum (all WRZ 10FP) | Ml/d | 2 | #REF! | 0 | 520.9517 | 520.2758 | 519.6727 | 519.035 | 520.5939 | 517.8538 | 526.7679 | 523.7271 | 528.9983 | 526.854 | 511.8912 | 520.4227 | 519.793 | 519.0033 | 518.3919 | 517.7787 | 517.1634 | 516.5473 | 515.9292 | 516.7854 | 516.1628 | 515.5397 | 514.9273 | 514.3153 | 497.281 | 496.6654 | 496.0477 | 495.4284 | 494.8065 | 0 | 0 | 0 | 0 | 0 | 0 | 0 | 0 | 0 | 0 | 0 | 0 | 0 | 0 | 0 | 0 | 0 | 0 | 0 | 0 | 0 | 0 | 0 | 0 | 0 | 0 | 0 | 0 | 0 | 0 | 0 | 0 | 0 | 0 | 0 | 0 | 0 | 0 | 0 | 0 | 0 | 0 | 0 | 0 | 0 | 0 | 0 | 0 | 0 | 0 | 0
9FPW | Total Water Available For Use | Sum (all WRZ 11FP) | Ml/d | 2 | #REF! | 0 | 494.4204 | 493.7445 | 493.1413 | 492.1656 | 493.3884 | 489.448 | 493.0315 | 489.6594 | 494.6007 | 492.137 | 476.8434 | 490.0462 | 489.0859 | 488.2963 | 507.6872 | 507.0739 | 506.4587 | 505.8426 | 505.2244 | 506.4429 | 505.8204 | 505.1972 | 504.5849 | 503.9729 | 486.5786 | 485.963 | 485.3476 | 484.7283 | 484.1064 | 0 | 0 | 0 | 0 | 0 | 0 | 0 | 0 | 0 | 0 | 0 | 0 | 0 | 0 | 0 | 0 | 0 | 0 | 0 | 0 | 0 | 0 | 0 | 0 | 0 | 0 | 0 | 0 | 0 | 0 | 0 | 0 | 0 | 0 | 0 | 0 | 0 | 0 | 0 | 0 | 0 | 0 | 0 | 0 | 0 | 0 | 0 | 0 | 0 | 0 | 0
10FPW | Supply Demand Balance | Sum (all WRZ 50FP) | Ml/d | 2 | #REF! | 0 | 10.7245 | 14.3976 | 13.7405 | 14.9253 | 15.4663 | 15.1119 | 19.092 | 18.6409 | 27.2541 | 29.9006 | 19.5924 | 31.3496 | 35.5528 | 40.3142 | 63.6122 | 66.9019 | 70.0022 | 72.406 | 74.1832 | 79.1122 | 82.2279 | 83.6364 | 83.9405 | 84.1332 | 65.6907 | 66.0676 | 67.545 | 66.6803 | 66.5499 | 0 | 0 | 0 | 0 | 0 | 0 | 0 | 0 | 0 | 0 | 0 | 0 | 0 | 0 | 0 | 0 | 0 | 0 | 0 | 0 | 0 | 0 | 0 | 0 | 0 | 0 | 0 | 0 | 0 | 0 | 0 | 0 | 0 | 0 | 0 | 0 | 0 | 0 | 0 | 0 | 0 | 0 | 0 | 0 | 0 | 0 | 0 | 0 | 0 | 0 | 0
11FPW | All Non-Household Properties (incl. voids) | Sum (all WRZ 31FP:33FP) | 000's | 2 | 0 | 0 | 42.492 | 42.5975 | 42.7175 | 42.8375 | 42.9575 | 43.0875 | 43.2175 | 43.3475 | 43.4825 | 43.6175 | 43.7565 | 43.8955 | 44.0345 | 44.1755 | 44.3115 | 44.4475 | 44.5835 | 44.7195 | 44.8555 | 44.9915 | 45.1275 | 45.2635 | 45.3995 | 45.5355 | 45.6715 | 45.8075 | 45.9435 | 46.0795 | 46.2155 | 0 | 0 | 0 | 0 | 0 | 0 | 0 | 0 | 0 | 0 | 0 | 0 | 0 | 0 | 0 | 0 | 0 | 0 | 0 | 0 | 0 | 0 | 0 | 0 | 0 | 0 | 0 | 0 | 0 | 0 | 0 | 0 | 0 | 0 | 0 | 0 | 0 | 0 | 0 | 0 | 0 | 0 | 0 | 0 | 0 | 0 | 0 | 0 | 0 | 0 | 0
12FPW | All Household Properties (incl. voids) | Sum (all WRZ 34FP) + Sum (all WRZ 34.7FP:35.1FP) | 000's | 2 | 0 | 0 | 781.331 | 787.7776 | 798.2358 | 809.5698 | 822.0047 | 834.7027 | 846.8365 | 857.9363 | 866.625 | 874.079 | 880.7141 | 886.7665 | 891.9863 | 897.8328 | 903.7643 | 909.8322 | 916.0116 | 922.2913 | 928.6676 | 935.1431 | 941.7247 | 948.4107 | 955.2029 | 962.1009 | 969.0982 | 976.1961 | 983.3931 | 990.6881 | 998.0798 | 0 | 0 | 0 | 0 | 0 | 0 | 0 | 0 | 0 | 0 | 0 | 0 | 0 | 0 | 0 | 0 | 0 | 0 | 0 | 0 | 0 | 0 | 0 | 0 | 0 | 0 | 0 | 0 | 0 | 0 | 0 | 0 | 0 | 0 | 0 | 0 | 0 | 0 | 0 | 0 | 0 | 0 | 0 | 0 | 0 | 0 | 0 | 0 | 0 | 0 | 0
Back to top of sheet
Table 2f: WC Level DYAA - Levels of Service - Final Planning
WRMP24 Reference | Component | Derivation | Unit | Decimal places | 2019-20 | 2020-21 | 2021-22 | 2022-23 | 2023-24 | 2024-25 | 2025-26 | 2026-27 | 2027-28 | 2028-29 | 2029-30 | 2030-31 | 2031-32 | 2032-33 | 2033-34 | 2034-35 | 2035-36 | 2036-37 | 2037-38 | 2038-39 | 2039-40 | 2040-41 | 2041-42 | 2042-43 | 2043-44 | 2044-45 | 2045-46 | 2046-47 | 2047-48 | 2048-49 | 2049-50 | 2050-51 | 2051-52 | 2052-53 | 2053-54 | 2054-55 | 2055-56 | 2056-57 | 2057-58 | 2058-59 | 2059-60 | 2060-61 | 2061-62 | 2062-63 | 2063-64 | 2064-65 | 2065-66 | 2066-67 | 2067-68 | 2068-69 | 2069-70 | 2070-71 | 2071-72 | 2072-73 | 2073-74 | 2074-75 | 2075-76 | 2076-77 | 2077-78 | 2078-79 | 2079-80 | 2080-81 | 2081-82 | 2082-83 | 2083-84 | 2084-85 | 2085-86 | 2086-87 | 2087-88 | 2088-89 | 2089-90 | 2090-91 | 2091-92 | 2092-93 | 2093-94 | 2094-95 | 2095-96 | 2096-97 | 2097-98 | 2098-99 | 2099-100 | 2100-01
1.1FPL | Temporary Use Bans (modelled) | Input | % | 2 | 2020-21: 10%; 2021-22: 10%; 2022-23: 10%; 2023-24: 10%; 2024-25: 10%; 2025-26: 10%; 2026-27: 10%; 2027-28: 10%; 2028-29: 10%; 2029-30: 10%; 2030-31: 10%; 2031-32: 10%; 2032-33: 10%; 2033-34: 10%; 2034-35: 10%; 2035-36: 10%; 2036-37: 10%; 2037-38: 10%; 2038-39: 10%; 2039-40: 10%; 2040-41: 10%; 2041-42: 10%; 2042-43: 10%; 2043-44: 10%; 2044-45: 10%; 2045-46: 10%; 2046-47: 10%; 2047-48: 10%; 2048-49: 10%; 2049-50: 10%
1.2FPL | Temporary Use Bans (minimum) | Input | % | 2 | 2020-21: 10%; 2021-22: 10%; 2022-23: 10%; 2023-24: 10%; 2024-25: 10%; 2025-26: 10%; 2026-27: 10%; 2027-28: 10%; 2028-29: 10%; 2029-30: 10%; 2030-31: 10%; 2031-32: 10%; 2032-33: 10%; 2033-34: 10%; 2034-35: 10%; 2035-36: 10%; 2036-37: 10%; 2037-38: 10%; 2038-39: 10%; 2039-40: 10%; 2040-41: 10%; 2041-42: 10%; 2042-43: 10%; 2043-44: 10%; 2044-45: 10%; 2045-46: 10%; 2046-47: 10%; 2047-48: 10%; 2048-49: 10%; 2049-50: 10%
2.1FPL | Drought Permits/Orders (modelled) | Input | % | 2 | bar: 2020-21 to 2049-50
2.2FPL | Drought Permits/Orders (minimum) | Input | % | 2 | bar: 2020-21 to 2049-50
3.1FPL | Non Essential Use Bans (modelled) | Input | % | 2 | bar: 2020-21 to 2049-50
3.2FPL | Non Essential Use Bans (minimum) | Input | % | 2 | bar: 2020-21 to 2049-50
4.1FPL | Emergency Drought Orders (modelled) | Input | % | 2 | 2020-21: 0.2%; 2021-22: 0.2%; 2022-23: 0.2%; 2023-24: 0.2%; 2024-25: 0.2%; 2025-26: 0.2%; 2026-27: 0.2%; 2027-28: 0.2%; 2028-29: 0.2%; 2029-30: 0.2%; 2030-31: 0.2%; 2031-32: 0.2%; 2032-33: 0.2%; 2033-34: 0.2%; 2034-35: 0.2%; 2035-36: 0.2%; 2036-37: 0.2%; 2037-38: 0.2%; 2038-39: 0.2%; 2039-40: 0.2%; 2040-41: 0.2%; 2041-42: 0.2%; 2042-43: 0.2%; 2043-44: 0.2%; 2044-45: 0.2%; 2045-46: 0.2%; 2046-47: 0.2%; 2047-48: 0.2%; 2048-49: 0.2%; 2049-50: 0.2%
4.2FPL | Emergency Drought Orders (minimum) | Input | % | 2 | 2020-21: 0.2%; 2021-22: 0.2%; 2022-23: 0.2%; 2023-24: 0.2%; 2024-25: 0.2%; 2025-26: 0.2%; 2026-27: 0.2%; 2027-28: 0.2%; 2028-29: 0.2%; 2029-30: 0.2%; 2030-31: 0.2%; 2031-32: 0.2%; 2032-33: 0.2%; 2033-34: 0.2%; 2034-35: 0.2%; 2035-36: 0.2%; 2036-37: 0.2%; 2037-38: 0.2%; 2038-39: 0.2%; 2039-40: 0.2%; 2040-41: 0.2%; 2041-42: 0.2%; 2042-43: 0.2%; 2043-44: 0.2%; 2044-45: 0.2%; 2045-46: 0.2%; 2046-47: 0.2%; 2047-48: 0.2%; 2048-49: 0.2%; 2049-50: 0.2%

## ESWBLY
Back to title page
Table 3a: DYAA - Baseline
Table 3b: DYAA - Final plan Options
Table 3c: DYAA - Final plan
Table 3d: DYCP - Baseline
Table 3e: DYCP - Final plan Options
Table 3f: DYCP - Final plan
Water Company | Essex and Suffolk Water | Version | 12
WRZ | ESWBLY | Planning Scenario | DYAA
Table 3a: DYAA - Baseline | Back to top of sheet
WRMP24 reference | Component | Derivation | Unit | Decimal places | 2019-20 | 2020-21 | 2021-22 | 2022-23 | 2023-24 | 2024-25 | 2025-26 | 2026-27 | 2027-28 | 2028-29 | 2029-30 | 2030-31 | 2031-32 | 2032-33 | 2033-34 | 2034-35 | 2035-36 | 2036-37 | 2037-38 | 2038-39 | 2039-40 | 2040-41 | 2041-42 | 2042-43 | 2043-44 | 2044-45 | 2045-46 | 2046-47 | 2047-48 | 2048-49 | 2049-50 | 2050-51 | 2051-52 | 2052-53 | 2053-54 | 2054-55 | 2055-56 | 2056-57 | 2057-58 | 2058-59 | 2059-60 | 2060-61 | 2061-62 | 2062-63 | 2063-64 | 2064-65 | 2065-66 | 2066-67 | 2067-68 | 2068-69 | 2069-70 | 2070-71 | 2071-72 | 2072-73 | 2073-74 | 2074-75 | 2075-76 | 2076-77 | 2077-78 | 2078-79 | 2079-80 | 2080-81 | 2081-82 | 2082-83 | 2083-84 | 2084-85 | 2085-86 | 2086-87 | 2087-88 | 2088-89 | 2089-90 | 2090-91 | 2091-92 | 2092-93 | 2093-94 | 2094-95 | 2095-96 | 2096-97 | 2097-98 | 2098-99 | 2099-100
1BL | Raw water abstracted | Input | Ml/d | 2 | 2021-22: 11.0764; 2022-23: 10.9959; 2023-24: 10.9238; 2024-25: 10.8686; 2025-26: 11.2958; 2026-27: 11.3779; 2027-28: 11.4495; 2028-29: 11.4682; 2029-30: 11.4634; 2030-31: 11.2264; 2031-32: 11.2121; 2032-33: 13.4909; 2033-34: 13.4695; 2034-35: 13.4492; 2035-36: 13.4321; 2036-37: 13.415; 2037-38: 13.4018; 2038-39: 13.3924; 2039-40: 13.3835; 2040-41: 13.3441; 2041-42: 13.3347; 2042-43: 13.3274; 2043-44: 13.3369; 2044-45: 13.3475; 2045-46: 13.3336; 2046-47: 13.3459; 2047-48: 13.3594; 2048-49: 13.3744; 2049-50: 13.3911
1.1BL | Non-potable water supplies (if applicable) | Input | Ml/d | 2 | 2021-22: 0; 2022-23: 0; 2023-24: 0; 2024-25: 0; 2025-26: 0; 2026-27: 0; 2027-28: 0; 2028-29: 0; 2029-30: 0; 2030-31: 0; 2031-32: 0; 2032-33: 0; 2033-34: 0; 2034-35: 0; 2035-36: 0; 2036-37: 0; 2037-38: 0; 2038-39: 0; 2039-40: 0; 2040-41: 0; 2041-42: 0; 2042-43: 0; 2043-44: 0; 2044-45: 0; 2045-46: 0; 2046-47: 0; 2047-48: 0; 2048-49: 0; 2049-50: 0
2BL | Raw water imported | Input | Ml/d | 2 | 2021-22: 2.27; 2022-23: 2.27; 2023-24: 2.27; 2024-25: 2.27; 2025-26: 2.27; 2026-27: 1.39; 2027-28: 1.39; 2028-29: 1.39; 2029-30: 1.39; 2030-31: 1.39; 2031-32: 1.39; 2032-33: 1.39; 2033-34: 1.39; 2034-35: 1.39; 2035-36: 1.39; 2036-37: 1.39; 2037-38: 1.39; 2038-39: 1.39; 2039-40: 1.39; 2040-41: 1.32; 2041-42: 1.32; 2042-43: 1.32; 2043-44: 1.32; 2044-45: 1.32; 2045-46: 1.32; 2046-47: 1.32; 2047-48: 1.32; 2048-49: 1.32; 2049-50: 1.32
3BL | Potable water imported | Input | Ml/d | 2 | 2021-22: 0; 2022-23: 0; 2023-24: 0; 2024-25: 0; 2025-26: 0; 2026-27: 0; 2027-28: 0; 2028-29: 0; 2029-30: 0; 2030-31: 0; 2031-32: 0; 2032-33: 0; 2033-34: 0; 2034-35: 0; 2035-36: 0; 2036-37: 0; 2037-38: 0; 2038-39: 0; 2039-40: 0; 2040-41: 0; 2041-42: 0; 2042-43: 0; 2043-44: 0; 2044-45: 0; 2045-46: 0; 2046-47: 0; 2047-48: 0; 2048-49: 0; 2049-50: 0
4BL | Raw water exported enter as -ve | Input | Ml/d | 2 | 2021-22: 0; 2022-23: 0; 2023-24: 0; 2024-25: 0; 2025-26: 0; 2026-27: 0; 2027-28: 0; 2028-29: 0; 2029-30: 0; 2030-31: 0; 2031-32: 0; 2032-33: 0; 2033-34: 0; 2034-35: 0; 2035-36: 0; 2036-37: 0; 2037-38: 0; 2038-39: 0; 2039-40: 0; 2040-41: 0; 2041-42: 0; 2042-43: 0; 2043-44: 0; 2044-45: 0; 2045-46: 0; 2046-47: 0; 2047-48: 0; 2048-49: 0; 2049-50: 0
5BL | Potable water exported enter as -ve | Input | Ml/d | 2 | 2021-22: -1.38; 2022-23: -1.38; 2023-24: -1.38; 2024-25: -1.38; 2025-26: -1.38; 2026-27: -1.38; 2027-28: -1.38; 2028-29: -1.38; 2029-30: -1.38; 2030-31: -1.38; 2031-32: -1.38; 2032-33: -1.38; 2033-34: -1.38; 2034-35: -1.38; 2035-36: -1.38; 2036-37: -1.38; 2037-38: -1.38; 2038-39: -1.38; 2039-40: -1.38; 2040-41: -1.38; 2041-42: -1.38; 2042-43: -1.38; 2043-44: -1.38; 2044-45: -1.38; 2045-46: -1.38; 2046-47: -1.38; 2047-48: -1.38; 2048-49: -1.38; 2049-50: -1.38
6BL | Deployable Output before forecast changes | Input | Ml/d | 2 | 2021-22: 14.68; 2022-23: 14.68; 2023-24: 14.68; 2024-25: 14.68; 2025-26: 14.68; 2026-27: 14.68; 2027-28: 14.68; 2028-29: 14.68; 2029-30: 14.68; 2030-31: 14.68; 2031-32: 14.68; 2032-33: 14.68; 2033-34: 14.68; 2034-35: 14.68; 2035-36: 14.68; 2036-37: 14.68; 2037-38: 14.68; 2038-39: 14.68; 2039-40: 14.68; 2040-41: 14.68; 2041-42: 14.68; 2042-43: 14.68; 2043-44: 14.68; 2044-45: 14.68; 2045-46: 14.68; 2046-47: 14.68; 2047-48: 14.68; 2048-49: 14.68; 2049-50: 14.68
6.1BL | Deployable Output post forecast changes | 6BL + 7BL | Ml/d | 2 | 2019-20: 0; 2020-21: 0; 2021-22: 12.76; 2022-23: 12.76; 2023-24: 12.76; 2024-25: 12.76; 2025-26: 12.76; 2026-27: 10.45; 2027-28: 10.45; 2028-29: 10.45; 2029-30: 10.45; 2030-31: 8.68; 2031-32: 8.68; 2032-33: 8.68; 2033-34: 8.68; 2034-35: 8.68; 2035-36: 8.68; 2036-37: 8.68; 2037-38: 8.68; 2038-39: 8.68; 2039-40: 8.68; 2040-41: 7.82; 2041-42: 7.82; 2042-43: 7.82; 2043-44: 7.82; 2044-45: 7.82; 2045-46: 6.96; 2046-47: 6.96; 2047-48: 6.96; 2048-49: 6.96; 2049-50: 6.96
7BL | Baseline forecast changes to Deployable Output | sum (7.1BL:7.6BL) | Ml/d | 2 | 2019-20: 0; 2020-21: 0; 2021-22: -1.92; 2022-23: -1.92; 2023-24: -1.92; 2024-25: -1.92; 2025-26: -1.92; 2026-27: -4.23; 2027-28: -4.23; 2028-29: -4.23; 2029-30: -4.23; 2030-31: -6; 2031-32: -6; 2032-33: -6; 2033-34: -6; 2034-35: -6; 2035-36: -6; 2036-37: -6; 2037-38: -6; 2038-39: -6; 2039-40: -6; 2040-41: -6.86; 2041-42: -6.86; 2042-43: -6.86; 2043-44: -6.86; 2044-45: -6.86; 2045-46: -7.72; 2046-47: -7.72; 2047-48: -7.72; 2048-49: -7.72; 2049-50: -7.72
7.1BL | Change in DO due to climate change | Input | Ml/d | 2 | 2021-22: 0; 2022-23: 0; 2023-24: 0; 2024-25: 0; 2025-26: 0; 2026-27: 0; 2027-28: 0; 2028-29: 0; 2029-30: 0; 2030-31: 0; 2031-32: 0; 2032-33: 0; 2033-34: 0; 2034-35: 0; 2035-36: 0; 2036-37: 0; 2037-38: 0; 2038-39: 0; 2039-40: 0; 2040-41: 0; 2041-42: 0; 2042-43: 0; 2043-44: 0; 2044-45: 0; 2045-46: 0; 2046-47: 0; 2047-48: 0; 2048-49: 0; 2049-50: 0
7.2BL | Total confirmed DO reductions to restore sustainable abstraction enter as -ve | Input | Ml/d | 2 | 2021-22: -1.92; 2022-23: -1.92; 2023-24: -1.92; 2024-25: -1.92; 2025-26: -1.92; 2026-27: -4.23; 2027-28: -4.23; 2028-29: -4.23; 2029-30: -4.23; 2030-31: -6; 2031-32: -6; 2032-33: -6; 2033-34: -6; 2034-35: -6; 2035-36: -6; 2036-37: -6; 2037-38: -6; 2038-39: -6; 2039-40: -6; 2040-41: -6; 2041-42: -6; 2042-43: -6; 2043-44: -6; 2044-45: -6; 2045-46: -6; 2046-47: -6; 2047-48: -6; 2048-49: -6; 2049-50: -6
7.3BL | Total additional DO reductions for Environmental Destination (excl. any confirmed reductions) enter as -ve | Input | Ml/d | 2 | 2021-22: 0; 2022-23: 0; 2023-24: 0; 2024-25: 0; 2025-26: 0; 2026-27: 0; 2027-28: 0; 2028-29: 0; 2029-30: 0; 2030-31: 0; 2031-32: 0; 2032-33: 0; 2033-34: 0; 2034-35: 0; 2035-36: 0; 2036-37: 0; 2037-38: 0; 2038-39: 0; 2039-40: 0; 2040-41: -0.86; 2041-42: -0.86; 2042-43: -0.86; 2043-44: -0.86; 2044-45: -0.86; 2045-46: -1.72; 2046-47: -1.72; 2047-48: -1.72; 2048-49: -1.72; 2049-50: -1.72
7.4BL | Change in DO from prolonged Outage reduction enter as -ve | Input | Ml/d | 2 | 2021-22: 0; 2022-23: 0; 2023-24: 0; 2024-25: 0; 2025-26: 0; 2026-27: 0; 2027-28: 0; 2028-29: 0; 2029-30: 0; 2030-31: 0; 2031-32: 0; 2032-33: 0; 2033-34: 0; 2034-35: 0; 2035-36: 0; 2036-37: 0; 2037-38: 0; 2038-39: 0; 2039-40: 0; 2040-41: 0; 2041-42: 0; 2042-43: 0; 2043-44: 0; 2044-45: 0; 2045-46: 0; 2046-47: 0; 2047-48: 0; 2048-49: 0; 2049-50: 0
7.5BL | Change in DO from drought measures | Zero for baseline | Ml/d | 2 | 2021-22: 0; 2022-23: 0; 2023-24: 0; 2024-25: 0; 2025-26: 0; 2026-27: 0; 2027-28: 0; 2028-29: 0; 2029-30: 0; 2030-31: 0; 2031-32: 0; 2032-33: 0; 2033-34: 0; 2034-35: 0; 2035-36: 0; 2036-37: 0; 2037-38: 0; 2038-39: 0; 2039-40: 0; 2040-41: 0; 2041-42: 0; 2042-43: 0; 2043-44: 0; 2044-45: 0; 2045-46: 0; 2046-47: 0; 2047-48: 0; 2048-49: 0; 2049-50: 0
7.6BL | Total other changes to DO (e.g. nitrates/operational decline) | Input | Ml/d | 2 | 2021-22: 0; 2022-23: 0; 2023-24: 0; 2024-25: 0; 2025-26: 0; 2026-27: 0; 2027-28: 0; 2028-29: 0; 2029-30: 0; 2030-31: 0; 2031-32: 0; 2032-33: 0; 2033-34: 0; 2034-35: 0; 2035-36: 0; 2036-37: 0; 2037-38: 0; 2038-39: 0; 2039-40: 0; 2040-41: 0; 2041-42: 0; 2042-43: 0; 2043-44: 0; 2044-45: 0; 2045-46: 0; 2046-47: 0; 2047-48: 0; 2048-49: 0; 2049-50: 0
8BL | Raw water losses, treatment works losses and operational use | Input | Ml/d | 2 | 2021-22: 0.54; 2022-23: 0.54; 2023-24: 0.54; 2024-25: 0.54; 2025-26: 0.54; 2026-27: 0.38; 2027-28: 0.38; 2028-29: 0.38; 2029-30: 0.38; 2030-31: 0.32; 2031-32: 0.32; 2032-33: 0.32; 2033-34: 0.32; 2034-35: 0.32; 2035-36: 0.32; 2036-37: 0.32; 2037-38: 0.32; 2038-39: 0.32; 2039-40: 0.32; 2040-41: 0.3; 2041-42: 0.3; 2042-43: 0.3; 2043-44: 0.3; 2044-45: 0.3; 2045-46: 0.27; 2046-47: 0.27; 2047-48: 0.27; 2048-49: 0.27; 2049-50: 0.27
9BL | Total Outage Allowance | Input | Ml/d | 2 | 2021-22: 0.68; 2022-23: 0.68; 2023-24: 0.68; 2024-25: 0.68; 2025-26: 0.68; 2026-27: 0.68; 2027-28: 0.68; 2028-29: 0.68; 2029-30: 0.68; 2030-31: 0.68; 2031-32: 0.68; 2032-33: 0.68; 2033-34: 0.68; 2034-35: 0.68; 2035-36: 0.68; 2036-37: 0.68; 2037-38: 0.68; 2038-39: 0.68; 2039-40: 0.68; 2040-41: 0.68; 2041-42: 0.68; 2042-43: 0.68; 2043-44: 0.68; 2044-45: 0.68; 2045-46: 0.68; 2046-47: 0.68; 2047-48: 0.68; 2048-49: 0.68; 2049-50: 0.68
10BL | Water Available For Use (own sources) | (6BL + 7BL) - (8BL + 9BL) | Ml/d | 2 | 2019-20: 0; 2020-21: 0; 2021-22: 11.54; 2022-23: 11.54; 2023-24: 11.54; 2024-25: 11.54; 2025-26: 11.54; 2026-27: 9.39; 2027-28: 9.39; 2028-29: 9.39; 2029-30: 9.39; 2030-31: 7.68; 2031-32: 7.68; 2032-33: 7.68; 2033-34: 7.68; 2034-35: 7.68; 2035-36: 7.68; 2036-37: 7.68; 2037-38: 7.68; 2038-39: 7.68; 2039-40: 7.68; 2040-41: 6.84; 2041-42: 6.84; 2042-43: 6.84; 2043-44: 6.84; 2044-45: 6.84; 2045-46: 6.01; 2046-47: 6.01; 2047-48: 6.01; 2048-49: 6.01; 2049-50: 6.01
11BL | Total Water Available For Use | 10BL + sum (2BL:5BL) | Ml/d | 2 | 2019-20: 0; 2020-21: 0; 2021-22: 12.43; 2022-23: 12.43; 2023-24: 12.43; 2024-25: 12.43; 2025-26: 12.43; 2026-27: 9.4; 2027-28: 9.4; 2028-29: 9.4; 2029-30: 9.4; 2030-31: 7.69; 2031-32: 7.69; 2032-33: 7.69; 2033-34: 7.69; 2034-35: 7.69; 2035-36: 7.69; 2036-37: 7.69; 2037-38: 7.69; 2038-39: 7.69; 2039-40: 7.69; 2040-41: 6.78; 2041-42: 6.78; 2042-43: 6.78; 2043-44: 6.78; 2044-45: 6.78; 2045-46: 5.95; 2046-47: 5.95; 2047-48: 5.95; 2048-49: 5.95; 2049-50: 5.95
12BL | Water delivered measured non-household | Input | Ml/d | 2 | 2021-22: 3.3547; 2022-23: 3.1444; 2023-24: 3.3085; 2024-25: 3.4981; 2025-26: 3.6631; 2026-27: 3.7138; 2027-28: 3.729; 2028-29: 3.7435; 2029-30: 3.7551; 2030-31: 3.7629; 2031-32: 3.7699; 2032-33: 6.0667; 2033-34: 6.0737; 2034-35: 6.0807; 2035-36: 6.0879; 2036-37: 6.095; 2037-38: 6.1024; 2038-39: 6.1097; 2039-40: 6.117; 2040-41: 6.1244; 2041-42: 6.1317; 2042-43: 6.1389; 2043-44: 6.1459; 2044-45: 6.1529; 2045-46: 6.1598; 2046-47: 6.1666; 2047-48: 6.1733; 2048-49: 6.18; 2049-50: 6.1866
12.1BL | Non-potable water consumption (if applicable) | Input | Ml/d | 2
13BL | Water delivered unmeasured non-household | Input | Ml/d | 2 | 2021-22: 0.030406; 2022-23: 0.027042; 2023-24: 0.026669; 2024-25: 0.016725; 2025-26: 0.0090241; 2026-27: 0.0089291; 2027-28: 0.0088341; 2028-29: 0.0087391; 2029-30: 0.0086441; 2030-31: 0.0085491; 2031-32: 0.0084541; 2032-33: 0.0083591; 2033-34: 0.0082641; 2034-35: 0.0082641; 2035-36: 0.0082641; 2036-37: 0.0082641; 2037-38: 0.0082641; 2038-39: 0.0082641; 2039-40: 0.0082641; 2040-41: 0.0082641; 2041-42: 0.0082641; 2042-43: 0.0082641; 2043-44: 0.0082641; 2044-45: 0.0082641; 2045-46: 0.0082641; 2046-47: 0.0082641; 2047-48: 0.0082641; 2048-49: 0.0082641; 2049-50: 0.0082641
14BL | Water delivered measured household | Input | Ml/d | 2 | 2021-22: 3.7484; 2022-23: 3.6203; 2023-24: 3.5877; 2024-25: 3.57; 2025-26: 3.6457; 2026-27: 3.7916; 2027-28: 3.8568; 2028-29: 3.8975; 2029-30: 3.9205; 2030-31: 3.9441; 2031-32: 3.9599; 2032-33: 3.9775; 2033-34: 3.9937; 2034-35: 4.0104; 2035-36: 4.0274; 2036-37: 4.0453; 2037-38: 4.065; 2038-39: 4.0862; 2039-40: 4.1045; 2040-41: 4.1157; 2041-42: 4.1336; 2042-43: 4.1531; 2043-44: 4.1733; 2044-45: 4.1941; 2045-46: 4.2147; 2046-47: 4.2364; 2047-48: 4.2586; 2048-49: 4.2818; 2049-50: 4.3053
15BL | Water delivered unmeasured household | Input | Ml/d | 2 | 2021-22: 1.7848; 2022-23: 1.7367; 2023-24: 1.598; 2024-25: 1.5338; 2025-26: 1.3878; 2026-27: 1.2637; 2027-28: 1.227; 2028-29: 1.1903; 2029-30: 1.1536; 2030-31: 1.133; 2031-32: 1.1287; 2032-33: 1.1245; 2033-34: 1.1201; 2034-35: 1.1157; 2035-36: 1.112; 2036-37: 1.1083; 2037-38: 1.1045; 2038-39: 1.1009; 2039-40: 1.0972; 2040-41: 1.0933; 2041-42: 1.0895; 2042-43: 1.0861; 2043-44: 1.0831; 2044-45: 1.0802; 2045-46: 1.0771; 2046-47: 1.0743; 2047-48: 1.0715; 2048-49: 1.0687; 2049-50: 1.0656
16BL | Percentage of consumption driven by climate change | Input | % | 1 | 2021-22: 0%; 2022-23: 0.158%; 2023-24: 1.2%; 2024-25: 1.167%; 2025-26: 1.104%; 2026-27: 1.059%; 2027-28: 1.047%; 2028-29: 1.043%; 2029-30: 1.171%; 2030-31: 1.175%; 2031-32: 1.186%; 2032-33: 0.9511%; 2033-34: 0.9597%; 2034-35: 0.9641%; 2035-36: 0.9726%; 2036-37: 0.9807%; 2037-38: 0.9845%; 2038-39: 0.9926%; 2039-40: 1.001%; 2040-41: 1.004%; 2041-42: 1.013%; 2042-43: 1.019%; 2043-44: 1.026%; 2044-45: 1.033%; 2045-46: 1.041%; 2046-47: 1.048%; 2047-48: 1.055%; 2048-49: 1.062%; 2049-50: 1.069%
17BL | Volume of consumption driven by climate change | 16BL * (12BL + sum(13BL:15BL) - sum (23BL:26BL)) | Ml/d | 2 | 2019-20: 0; 2020-21: 0; 2021-22: 0; 2022-23: 0.013205; 2023-24: 0.10026; 2024-25: 0.098745; 2025-26: 0.094402; 2026-27: 0.091265; 2027-28: 0.090698; 2028-29: 0.090582; 2029-30: 0.10165; 2030-31: 0.10208; 2031-32: 0.10324; 2032-33: 0.10478; 2033-34: 0.1059; 2034-35: 0.10656; 2035-36: 0.1077; 2036-37: 0.1088; 2037-38: 0.10945; 2038-39: 0.11058; 2039-40: 0.11168; 2040-41: 0.11226; 2041-42: 0.11337; 2042-43: 0.11437; 2043-44: 0.1154; 2044-45: 0.11645; 2045-46: 0.11749; 2046-47: 0.11856; 2047-48: 0.11964; 2048-49: 0.12074; 2049-50: 0.12182
18BL | Measured Household - PCC | ((14BL - 25BL) * 1,000,000) / (39BL *1,000) | l/h/d | 1 | 2019-20: #DIV/0!; 2020-21: #DIV/0!; 2021-22: 142.6677; 2022-23: 138.5709; 2023-24: 135.0147; 2024-25: 132.7933; 2025-26: 131.0785; 2026-27: 130.4646; 2027-28: 130.0127; 2028-29: 129.6132; 2029-30: 128.8498; 2030-31: 128.5503; 2031-32: 128.3733; 2032-33: 128.2241; 2033-34: 128.0649; 2034-35: 127.9257; 2035-36: 127.7588; 2036-37: 127.6447; 2037-38: 127.5423; 2038-39: 127.4644; 2039-40: 127.3596; 2040-41: 127.0708; 2041-42: 126.9636; 2042-43: 126.8908; 2043-44: 126.8116; 2044-45: 126.7369; 2045-46: 126.6588; 2046-47: 126.6156; 2047-48: 126.558; 2048-49: 126.4987; 2049-50: 126.4267
19BL | Unmeasured Household - PCC | ((15BL - 26BL) * 1,000,000) / (40BL *1,000) | l/h/d | 1 | 2019-20: #DIV/0!; 2020-21: #DIV/0!; 2021-22: 153.0122; 2022-23: 157.813; 2023-24: 147.4844; 2024-25: 145.1959; 2025-26: 143.4335; 2026-27: 143.0961; 2027-28: 142.771; 2028-29: 142.4469; 2029-30: 142.1096; 2030-31: 141.9193; 2031-32: 141.9196; 2032-33: 141.9239; 2033-34: 141.9184; 2034-35: 141.9136; 2035-36: 142.0117; 2036-37: 142.1116; 2037-38: 142.1989; 2038-39: 142.3144; 2039-40: 142.4175; 2040-41: 142.5031; 2041-42: 142.5918; 2042-43: 142.7451; 2043-44: 142.9543; 2044-45: 143.1677; 2045-46: 143.3704; 2046-47: 143.6057; 2047-48: 143.8301; 2048-49: 144.0578; 2049-50: 144.2443
20BL | Average Household - PCC | (((14BL - 25BL) + (15BL - 26BL)) * 1,000,000) / ((39BL + 40BL) *1,000) | l/h/d | 1 | 2019-20: #DIV/0!; 2020-21: #DIV/0!; 2021-22: 145.7629; 2022-23: 144.2038; 2023-24: 138.5783; 2024-25: 136.2471; 2025-26: 134.2259; 2026-27: 133.3698; 2027-28: 132.8409; 2028-29: 132.3673; 2029-30: 131.6058; 2030-31: 131.2745; 2031-32: 131.1137; 2032-33: 130.9748; 2033-34: 130.8263; 2034-35: 130.6935; 2035-36: 130.5577; 2036-37: 130.4643; 2037-38: 130.3767; 2038-39: 130.3134; 2039-40: 130.2266; 2040-41: 129.9877; 2041-42: 129.8952; 2042-43: 129.842; 2043-44: 129.7929; 2044-45: 129.7474; 2045-46: 129.6965; 2046-47: 129.6795; 2047-48: 129.6475; 2048-49: 129.6135; 2049-50: 129.5608
21BL | Water taken unbilled | Input | Ml/d | 2 | 2021-22: 0.17767; 2022-23: 0.18667; 2023-24: 0.18655; 2024-25: 0.18654; 2025-26: 0.18669; 2026-27: 0.18654; 2027-28: 0.1864; 2028-29: 0.1863; 2029-30: 0.18622; 2030-31: 0.18614; 2031-32: 0.18605; 2032-33: 0.18597; 2033-34: 0.18589; 2034-35: 0.18581; 2035-36: 0.18573; 2036-37: 0.18565; 2037-38: 0.18557; 2038-39: 0.18549; 2039-40: 0.18542; 2040-41: 0.18534; 2041-42: 0.18527; 2042-43: 0.18519; 2043-44: 0.18512; 2044-45: 0.18505; 2045-46: 0.18498; 2046-47: 0.1849; 2047-48: 0.18483; 2048-49: 0.18477; 2049-50: 0.1847
22BL | Distribution system operational use | Input | Ml/d | 2 | 2021-22: 0.10012; 2022-23: 0.10012; 2023-24: 0.10012; 2024-25: 0.10012; 2025-26: 0.10012; 2026-27: 0.10012; 2027-28: 0.10012; 2028-29: 0.10012; 2029-30: 0.10012; 2030-31: 0.10012; 2031-32: 0.10012; 2032-33: 0.10012; 2033-34: 0.10012; 2034-35: 0.10012; 2035-36: 0.10012; 2036-37: 0.10012; 2037-38: 0.10012; 2038-39: 0.10012; 2039-40: 0.10012; 2040-41: 0.10012; 2041-42: 0.10012; 2042-43: 0.10012; 2043-44: 0.10012; 2044-45: 0.10012; 2045-46: 0.10012; 2046-47: 0.10012; 2047-48: 0.10012; 2048-49: 0.10012; 2049-50: 0.10012
23BL | Measured Non Household - USPL | Input | Ml/d | 2 | 2021-22: 0.014512; 2022-23: 0.0099749; 2023-24: 0.0096389; 2024-25: 0.0094931; 2025-26: 0.0097656; 2026-27: 0.0098123; 2027-28: 0.0098591; 2028-29: 0.0099059; 2029-30: 0.0099527; 2030-31: 0.0099995; 2031-32: 0.010046; 2032-33: 0.010093; 2033-34: 0.01014; 2034-35: 0.010187; 2035-36: 0.010233; 2036-37: 0.01028; 2037-38: 0.010327; 2038-39: 0.010374; 2039-40: 0.01042; 2040-41: 0.010467; 2041-42: 0.010514; 2042-43: 0.010561; 2043-44: 0.010608; 2044-45: 0.010654; 2045-46: 0.010701; 2046-47: 0.010748; 2047-48: 0.010795; 2048-49: 0.010841; 2049-50: 0.010888
24BL | Unmeasured Non Household - USPL | Input | Ml/d | 2 | 2021-22: 0.0012461; 2022-23: 0.0010329; 2023-24: 0.00098031; 2024-25: 0.00059066; 2025-26: 0.00031869; 2026-27: 0.00031534; 2027-28: 0.00031198; 2028-29: 0.00030863; 2029-30: 0.00030527; 2030-31: 0.00030192; 2031-32: 0.00029856; 2032-33: 0.00029521; 2033-34: 0.00029185; 2034-35: 0.00029185; 2035-36: 0.00029185; 2036-37: 0.00029185; 2037-38: 0.00029185; 2038-39: 0.00029185; 2039-40: 0.00029185; 2040-41: 0.00029185; 2041-42: 0.00029185; 2042-43: 0.00029185; 2043-44: 0.00029185; 2044-45: 0.00029185; 2045-46: 0.00029185; 2046-47: 0.00029185; 2047-48: 0.00029185; 2048-49: 0.00029185; 2049-50: 0.00029185
25BL | Measured Household - USPL | Input | Ml/d | 2 | 2021-22: 0.17132; 2022-23: 0.088793; 2023-24: 0.087316; 2024-25: 0.085902; 2025-26: 0.090125; 2026-27: 0.094683; 2027-28: 0.096887; 2028-29: 0.098613; 2029-30: 0.10019; 2030-31: 0.10137; 2031-32: 0.10214; 2032-33: 0.1029; 2033-34: 0.10366; 2034-35: 0.10441; 2035-36: 0.10516; 2036-37: 0.10591; 2037-38: 0.10665; 2038-39: 0.10737; 2039-40: 0.10807; 2040-41: 0.10877; 2041-42: 0.10945; 2042-43: 0.11011; 2043-44: 0.11077; 2044-45: 0.11142; 2045-46: 0.11207; 2046-47: 0.1127; 2047-48: 0.11332; 2048-49: 0.11392; 2049-50: 0.11451
26BL | Unmeasured Household - USPL | Input | Ml/d | 2 | 2021-22: 0.14667; 2022-23: 0.072021; 2023-24: 0.067975; 2024-25: 0.063548; 2025-26: 0.057852; 2026-27: 0.052487; 2027-28: 0.051018; 2028-29: 0.049549; 2029-30: 0.048081; 2030-31: 0.047284; 2031-32: 0.047159; 2032-33: 0.047034; 2033-34: 0.04691; 2034-35: 0.046785; 2035-36: 0.04666; 2036-37: 0.046535; 2037-38: 0.046411; 2038-39: 0.046286; 2039-40: 0.046161; 2040-41: 0.046036; 2041-42: 0.045925; 2042-43: 0.045813; 2043-44: 0.045701; 2044-45: 0.045589; 2045-46: 0.045477; 2046-47: 0.045365; 2047-48: 0.045253; 2048-49: 0.045141; 2049-50: 0.045029
27BL | Void Properties - USPL | Input | Ml/d | 2 | 2021-22: 0.021789; 2022-23: 0.012793; 2023-24: 0.012906; 2024-25: 0.012918; 2025-26: 0.012765; 2026-27: 0.012916; 2027-28: 0.013057; 2028-29: 0.013155; 2029-30: 0.01324; 2030-31: 0.013324; 2031-32: 0.013405; 2032-33: 0.013486; 2033-34: 0.013567; 2034-35: 0.013647; 2035-36: 0.013728; 2036-37: 0.013808; 2037-38: 0.013887; 2038-39: 0.013965; 2039-40: 0.014042; 2040-41: 0.014118; 2041-42: 0.014193; 2042-43: 0.014266; 2043-44: 0.01434; 2044-45: 0.014412; 2045-46: 0.014484; 2046-47: 0.014555; 2047-48: 0.014625; 2048-49: 0.014693; 2049-50: 0.01476
28BL | Distribution losses | Input | Ml/d | 2 | 2021-22: 1.575; 2022-23: 1.4901; 2023-24: 1.4305; 2024-25: 1.3713; 2025-26: 1.3729; 2026-27: 1.3736; 2027-28: 1.3726; 2028-29: 1.3722; 2029-30: 1.372; 2030-31: 1.3715; 2031-32: 1.3707; 2032-33: 1.37; 2033-34: 1.3692; 2034-35: 1.3685; 2035-36: 1.3677; 2036-37: 1.367; 2037-38: 1.3662; 2038-39: 1.3655; 2039-40: 1.3648; 2040-41: 1.3641; 2041-42: 1.3634; 2042-43: 1.3627; 2043-44: 1.3621; 2044-45: 1.3614; 2045-46: 1.3608; 2046-47: 1.3601; 2047-48: 1.3595; 2048-49: 1.3589; 2049-50: 1.3583
29BL | Total Leakage | sum (23BL:28BL) | Ml/d | 2 | 2019-20: 0; 2020-21: 0; 2021-22: 1.9305; 2022-23: 1.6748; 2023-24: 1.6093; 2024-25: 1.5438; 2025-26: 1.5438; 2026-27: 1.5438; 2027-28: 1.5438; 2028-29: 1.5438; 2029-30: 1.5438; 2030-31: 1.5438; 2031-32: 1.5438; 2032-33: 1.5438; 2033-34: 1.5438; 2034-35: 1.5438; 2035-36: 1.5438; 2036-37: 1.5438; 2037-38: 1.5438; 2038-39: 1.5438; 2039-40: 1.5438; 2040-41: 1.5438; 2041-42: 1.5438; 2042-43: 1.5438; 2043-44: 1.5438; 2044-45: 1.5438; 2045-46: 1.5438; 2046-47: 1.5438; 2047-48: 1.5438; 2048-49: 1.5438; 2049-50: 1.5438
30BL | Leakage/property | (29BL * 1,000,000) / (36BL * 1,000) | l/prop/d | 2 | 2019-20: #DIV/0!; 2020-21: #DIV/0!; 2021-22: 97.9111; 2022-23: 83.8869; 2023-24: 79.7486; 2024-25: 75.7795; 2025-26: 75.174; 2026-27: 74.1254; 2027-28: 73.1853; 2028-29: 72.5747; 2029-30: 72.067; 2030-31: 71.5744; 2031-32: 71.105; 2032-33: 70.6461; 2033-34: 70.1958; 2034-35: 69.7518; 2035-36: 69.3163; 2036-37: 68.8864; 2037-38: 68.4666; 2038-39: 68.0635; 2039-40: 67.6694; 2040-41: 67.2853; 2041-42: 66.914; 2042-43: 66.5543; 2043-44: 66.1991; 2044-45: 65.8512; 2045-46: 65.5111; 2046-47: 65.1806; 2047-48: 64.8624; 2048-49: 64.5554; 2049-50: 64.2576
31BL | Measured Non Household - properties | Input | 000's | 2 | 2021-22: 1.549; 2022-23: 1.4992; 2023-24: 1.5077; 2024-25: 1.5478; 2025-26: 1.5923; 2026-27: 1.5999; 2027-28: 1.6075; 2028-29: 1.6151; 2029-30: 1.6228; 2030-31: 1.6304; 2031-32: 1.638; 2032-33: 1.6457; 2033-34: 1.6533; 2034-35: 1.6609; 2035-36: 1.6685; 2036-37: 1.6762; 2037-38: 1.6838; 2038-39: 1.6914; 2039-40: 1.699; 2040-41: 1.7067; 2041-42: 1.7143; 2042-43: 1.7219; 2043-44: 1.7296; 2044-45: 1.7372; 2045-46: 1.7448; 2046-47: 1.7524; 2047-48: 1.7601; 2048-49: 1.7677; 2049-50: 1.7753
32BL | Unmeasured Non Household - properties | Input | 000's | 2 | 2021-22: 0.081; 2022-23: 0.072246; 2023-24: 0.071357; 2024-25: 0.044818; 2025-26: 0.024182; 2026-27: 0.023927; 2027-28: 0.023673; 2028-29: 0.023418; 2029-30: 0.023163; 2030-31: 0.022909; 2031-32: 0.022654; 2032-33: 0.0224; 2033-34: 0.022145; 2034-35: 0.022145; 2035-36: 0.022145; 2036-37: 0.022145; 2037-38: 0.022145; 2038-39: 0.022145; 2039-40: 0.022145; 2040-41: 0.022145; 2041-42: 0.022145; 2042-43: 0.022145; 2043-44: 0.022145; 2044-45: 0.022145; 2045-46: 0.022145; 2046-47: 0.022145; 2047-48: 0.022145; 2048-49: 0.022145; 2049-50: 0.022145
33BL | All void non-households - properties | Input | 000's | 2 | 2021-22: 0.215; 2022-23: 0.28115; 2023-24: 0.28216; 2024-25: 0.27709; 2025-26: 0.26189; 2026-27: 0.26311; 2027-28: 0.26432; 2028-29: 0.26553; 2029-30: 0.26675; 2030-31: 0.26796; 2031-32: 0.26917; 2032-33: 0.27039; 2033-34: 0.2716; 2034-35: 0.27284; 2035-36: 0.27408; 2036-37: 0.27532; 2037-38: 0.27657; 2038-39: 0.27781; 2039-40: 0.27905; 2040-41: 0.28029; 2041-42: 0.28153; 2042-43: 0.28277; 2043-44: 0.28402; 2044-45: 0.28526; 2045-46: 0.2865; 2046-47: 0.28774; 2047-48: 0.28898; 2048-49: 0.29022; 2049-50: 0.29147
34BL | Measured households - properties (excl. void) | Year before + sum (34.1BL:34.6BL) | 000's | 2 | 2021-22: 12.181; 2022-23: 12.4945; 2023-24: 12.7836; 2024-25: 13.0878; 2025-26: 13.6706; 2026-27: 14.3507; 2027-28: 14.7128; 2028-29: 14.9877; 2029-30: 15.2359; 2030-31: 15.4308; 2031-32: 15.5698; 2032-33: 15.7075; 2033-34: 15.8443; 2034-35: 15.9807; 2035-36: 16.1162; 2036-37: 16.2516; 2037-38: 16.3855; 2038-39: 16.5157; 2039-40: 16.6444; 2040-41: 16.7714; 2041-42: 16.8945; 2042-43: 17.0151; 2043-44: 17.1356; 2044-45: 17.2547; 2045-46: 17.3725; 2046-47: 17.488; 2047-48: 17.6004; 2048-49: 17.7099; 2049-50: 17.8171
34.1BL | New build properties - properties | Input (new builds in each year) | 000's | 2 | 2021-22: 0.25; 2022-23: 0.24503; 2023-24: 0.21127; 2024-25: 0.1892; 2025-26: 0.16007; 2026-27: 0.28645; 2027-28: 0.26348; 2028-29: 0.17343; 2029-30: 0.14609; 2030-31: 0.14367; 2031-32: 0.13864; 2032-33: 0.13727; 2033-34: 0.13642; 2034-35: 0.13595; 2035-36: 0.13502; 2036-37: 0.13495; 2037-38: 0.13335; 2038-39: 0.12951; 2039-40: 0.12946; 2040-41: 0.12763; 2041-42: 0.12368; 2042-43: 0.12104; 2043-44: 0.12086; 2044-45: 0.11955; 2045-46: 0.11811; 2046-47: 0.11583; 2047-48: 0.11259; 2048-49: 0.10954; 2049-50: 0.10724
34.2BL | Meter optants - properties | Input (meter optants in each year) | 000's | 2 | 2021-22: 0; 2022-23: 0.081198; 2023-24: 0.089; 2024-25: 0.127; 2025-26: 0.44455; 2026-27: 0.41862; 2027-28: 0.11314; 2028-29: 0.11314; 2029-30: 0.11314; 2030-31: 0.06046; 2031-32: 0.0077785; 2032-33: 0.0077785; 2033-34: 0.0077785; 2034-35: 0.0077785; 2035-36: 0.0077785; 2036-37: 0.0077785; 2037-38: 0.0077785; 2038-39: 0.0077785; 2039-40: 0.0077785; 2040-41: 0.0077785; 2041-42: 0.0077785; 2042-43: 0.0077785; 2043-44: 0.0077785; 2044-45: 0.0077785; 2045-46: 0.0077785; 2046-47: 0.0077785; 2047-48: 0.0077785; 2048-49: 0.0077785; 2049-50: 0.0077785
34.3BL | Compulsory metering - properties | Input (compulsory meters in each year) | 000's | 2 | 2021-22: 0; 2022-23: 0; 2023-24: 0; 2024-25: 0; 2025-26: 0; 2026-27: 0; 2027-28: 0; 2028-29: 0; 2029-30: 0; 2030-31: 0; 2031-32: 0; 2032-33: 0; 2033-34: 0; 2034-35: 0; 2035-36: 0; 2036-37: 0; 2037-38: 0; 2038-39: 0; 2039-40: 0; 2040-41: 0; 2041-42: 0; 2042-43: 0; 2043-44: 0; 2044-45: 0; 2045-46: 0; 2046-47: 0; 2047-48: 0; 2048-49: 0; 2049-50: 0
34.4BL | Metering on change of occupancy - properties | Input (change of occupancy meters in each year) | 000's | 2 | 2021-22: 0; 2022-23: 0; 2023-24: 0; 2024-25: 0; 2025-26: 0; 2026-27: 0; 2027-28: 0; 2028-29: 0; 2029-30: 0; 2030-31: 0; 2031-32: 0; 2032-33: 0; 2033-34: 0; 2034-35: 0; 2035-36: 0; 2036-37: 0; 2037-38: 0; 2038-39: 0; 2039-40: 0; 2040-41: 0; 2041-42: 0; 2042-43: 0; 2043-44: 0; 2044-45: 0; 2045-46: 0; 2046-47: 0; 2047-48: 0; 2048-49: 0; 2049-50: 0
34.5BL | Selective metering - properties | Input (selective meters in each year) | 000's | 2 | 2021-22: 0; 2022-23: 0.00021; 2023-24: 0.00042; 2024-25: 0.00021; 2025-26: 0; 2026-27: 0; 2027-28: 0; 2028-29: 0; 2029-30: 0; 2030-31: 0; 2031-32: 0; 2032-33: 0; 2033-34: 0; 2034-35: 0; 2035-36: 0; 2036-37: 0; 2037-38: 0; 2038-39: 0; 2039-40: 0; 2040-41: 0; 2041-42: 0; 2042-43: 0; 2043-44: 0; 2044-45: 0; 2045-46: 0; 2046-47: 0; 2047-48: 0; 2048-49: 0; 2049-50: 0
34.6BL | Other changes to existing metering - properties | Input (other changes to meters in each year) | 000's | 2 | 2021-22: 0; 2022-23: -0.012909; 2023-24: -0.01167; 2024-25: -0.012173; 2025-26: -0.021801; 2026-27: -0.025013; 2027-28: -0.014509; 2028-29: -0.011629; 2029-30: -0.011029; 2030-31: -0.0092662; 2031-32: -0.0074207; 2032-33: -0.0073769; 2033-34: -0.0073498; 2034-35: -0.0073346; 2035-36: -0.007305; 2036-37: -0.0073028; 2037-38: -0.0072515; 2038-39: -0.0071286; 2039-40: -0.008496; 2040-41: -0.0084377; 2041-42: -0.0083112; 2042-43: -0.0082269; 2043-44: -0.0082212; 2044-45: -0.0081791; 2045-46: -0.0081331; 2046-47: -0.0080603; 2047-48: -0.0079565; 2048-49: -0.0078591; 2049-50: -0.0077854
34.7BL | Measured household void properties | Input | 000's | 2 | 2021-22: 0.402; 2022-23: 0.41279; 2023-24: 0.42234; 2024-25: 0.43239; 2025-26: 0.45164; 2026-27: 0.47411; 2027-28: 0.48607; 2028-29: 0.49516; 2029-30: 0.50336; 2030-31: 0.50979; 2031-32: 0.51439; 2032-33: 0.51894; 2033-34: 0.52346; 2034-35: 0.52796; 2035-36: 0.53244; 2036-37: 0.53691; 2037-38: 0.54134; 2038-39: 0.54564; 2039-40: 0.54989; 2040-41: 0.55408; 2041-42: 0.55815; 2042-43: 0.56214; 2043-44: 0.56612; 2044-45: 0.57005; 2045-46: 0.57394; 2046-47: 0.57776; 2047-48: 0.58147; 2048-49: 0.58509; 2049-50: 0.58863
35BL | Unmeasured households - properties (excl. void) | Input | 000's | 2 | 2021-22: 5.119; 2022-23: 5.0374; 2023-24: 4.9479; 2024-25: 4.8219; 2025-26: 4.3897; 2026-27: 3.9826; 2027-28: 3.8712; 2028-29: 3.7597; 2029-30: 3.6483; 2030-31: 3.5878; 2031-32: 3.5784; 2032-33: 3.5689; 2033-34: 3.5594; 2034-35: 3.55; 2035-36: 3.5405; 2036-37: 3.531; 2037-38: 3.5216; 2038-39: 3.5121; 2039-40: 3.5026; 2040-41: 3.4932; 2041-42: 3.4847; 2042-43: 3.4762; 2043-44: 3.4677; 2044-45: 3.4592; 2045-46: 3.4507; 2046-47: 3.4422; 2047-48: 3.4337; 2048-49: 3.4252; 2049-50: 3.4167
35.1BL | Unmeasured household void properties | Input | 000's | 2 | 2021-22: 0.17; 2022-23: 0.16719; 2023-24: 0.16422; 2024-25: 0.16004; 2025-26: 0.1457; 2026-27: 0.13218; 2027-28: 0.12848; 2028-29: 0.12479; 2029-30: 0.12109; 2030-31: 0.11908; 2031-32: 0.11877; 2032-33: 0.11845; 2033-34: 0.11814; 2034-35: 0.11782; 2035-36: 0.11751; 2036-37: 0.1172; 2037-38: 0.11688; 2038-39: 0.11657; 2039-40: 0.11625; 2040-41: 0.11594; 2041-42: 0.11566; 2042-43: 0.11538; 2043-44: 0.11509; 2044-45: 0.11481; 2045-46: 0.11453; 2046-47: 0.11425; 2047-48: 0.11397; 2048-49: 0.11368; 2049-50: 0.1134
36BL | Total Resource Zone Properties (incl. voids) | sum (31BL:34BL) + 34.7BL + 35BL + 35.1BL | 000's | 2 | 2019-20: 0; 2020-21: 0; 2021-22: 19.717; 2022-23: 19.9645; 2023-24: 20.1792; 2024-25: 20.3719; 2025-26: 20.536; 2026-27: 20.8265; 2027-28: 21.094; 2028-29: 21.2715; 2029-30: 21.4214; 2030-31: 21.5688; 2031-32: 21.7112; 2032-33: 21.8522; 2033-34: 21.9924; 2034-35: 22.1324; 2035-36: 22.2714; 2036-37: 22.4104; 2037-38: 22.5478; 2038-39: 22.6814; 2039-40: 22.8134; 2040-41: 22.9437; 2041-42: 23.071; 2042-43: 23.1957; 2043-44: 23.3202; 2044-45: 23.4433; 2045-46: 23.5651; 2046-47: 23.6845; 2047-48: 23.8007; 2048-49: 23.9139; 2049-50: 24.0248
37BL | Measured Non Household - Population | Input | 000's | 2 | 2021-22: 0.75005; 2022-23: 0.76485; 2023-24: 0.77913; 2024-25: 0.79403; 2025-26: 0.80531; 2026-27: 0.81993; 2027-28: 0.83737; 2028-29: 0.85359; 2029-30: 0.8698; 2030-31: 0.88423; 2031-32: 0.90659; 2032-33: 0.92847; 2033-34: 0.94529; 2034-35: 0.95963; 2035-36: 0.97167; 2036-37: 0.9836; 2037-38: 0.99493; 2038-39: 1.0068; 2039-40: 1.0178; 2040-41: 1.0298; 2041-42: 1.0426; 2042-43: 1.0571; 2043-44: 1.0729; 2044-45: 1.0897; 2045-46: 1.1081; 2046-47: 1.1268; 2047-48: 1.1451; 2048-49: 1.1635; 2049-50: 1.1819
38BL | Unmeasured Non Household - Population | Input | 000's | 2 | 2021-22: 0; 2022-23: 0; 2023-24: 0; 2024-25: 0; 2025-26: 0; 2026-27: 0; 2027-28: 0; 2028-29: 0; 2029-30: 0; 2030-31: 0; 2031-32: 0; 2032-33: 0; 2033-34: 0; 2034-35: 0; 2035-36: 0; 2036-37: 0; 2037-38: 0; 2038-39: 0; 2039-40: 0; 2040-41: 0; 2041-42: 0; 2042-43: 0; 2043-44: 0; 2044-45: 0; 2045-46: 0; 2046-47: 0; 2047-48: 0; 2048-49: 0; 2049-50: 0
39BL | Measured Household - Population | Input | 000's | 2 | 2021-22: 25.073; 2022-23: 25.4853; 2023-24: 25.9262; 2024-25: 26.2371; 2025-26: 27.1254; 2026-27: 28.3366; 2027-28: 28.9192; 2028-29: 29.3093; 2029-30: 29.6496; 2030-31: 29.8929; 2031-32: 30.0509; 2032-33: 30.2178; 2033-34: 30.3759; 2034-35: 30.5333; 2035-36: 30.7002; 2036-37: 30.8622; 2037-38: 31.0355; 2038-39: 31.2151; 2039-40: 31.3794; 2040-41: 31.5329; 2041-42: 31.6954; 2042-43: 31.8619; 2043-44: 32.0358; 2044-45: 32.214; 2045-46: 32.391; 2046-47: 32.5683; 2047-48: 32.7538; 2048-49: 32.9483; 2049-50: 33.1476
40BL | Unmeasured Household - Population | Input | 000's | 2 | 2021-22: 10.7056; 2022-23: 10.5485; 2023-24: 10.374; 2024-25: 10.1261; 2025-26: 9.272; 2026-27: 8.4641; 2027-28: 8.2367; 2028-29: 8.0084; 2029-30: 7.7792; 2030-31: 7.65; 2031-32: 7.621; 2032-33: 7.5916; 2033-34: 7.5619; 2034-35: 7.532; 2035-36: 7.5018; 2036-37: 7.4715; 2037-38: 7.441; 2038-39: 7.4104; 2039-40: 7.3798; 2040-41: 7.3491; 2041-42: 7.3183; 2042-43: 7.2876; 2043-44: 7.2569; 2044-45: 7.2262; 2045-46: 7.1957; 2046-47: 7.1653; 2047-48: 7.1351; 2048-49: 7.105; 2049-50: 7.0752
41BL | Total Resource Zone Population | sum (37BL:40BL) | 000's | 2 | 2019-20: 0; 2020-21: 0; 2021-22: 36.5286; 2022-23: 36.7986; 2023-24: 37.0793; 2024-25: 37.1572; 2025-26: 37.2027; 2026-27: 37.6207; 2027-28: 37.9933; 2028-29: 38.1713; 2029-30: 38.2986; 2030-31: 38.4272; 2031-32: 38.5784; 2032-33: 38.7379; 2033-34: 38.8831; 2034-35: 39.0249; 2035-36: 39.1737; 2036-37: 39.3173; 2037-38: 39.4714; 2038-39: 39.6323; 2039-40: 39.777; 2040-41: 39.9117; 2041-42: 40.0564; 2042-43: 40.2065; 2043-44: 40.3655; 2044-45: 40.53; 2045-46: 40.6948; 2046-47: 40.8604; 2047-48: 41.034; 2048-49: 41.2168; 2049-50: 41.4047
42BL | Average household occupancy rate (excl. voids) | (39BL + 40BL) / (34BL + 35BL) | h/prop | 1 | 2019-20: #DIV/0!; 2020-21: #DIV/0!; 2021-22: 2.0681; 2022-23: 2.0553; 2023-24: 2.0472; 2024-25: 2.0304; 2025-26: 2.0153; 2026-27: 2.0073; 2027-28: 1.9994; 2028-29: 1.9905; 2029-30: 1.982; 2030-31: 1.974; 2031-32: 1.9674; 2032-33: 1.9614; 2033-34: 1.9552; 2034-35: 1.949; 2035-36: 1.9435; 2036-37: 1.9377; 2037-38: 1.9328; 2038-39: 1.9286; 2039-40: 1.9238; 2040-41: 1.9187; 2041-42: 1.9144; 2042-43: 1.9105; 2043-44: 1.9071; 2044-45: 1.904; 2045-46: 1.9011; 2046-47: 1.8984; 2047-48: 1.8964; 2048-49: 1.8951; 2049-50: 1.8943
43BL | Total Household Metering penetration (excl. voids) | 34BL / (34BL + 35BL) | % | 1 | 2019-20: #DIV/0!; 2020-21: #DIV/0!; 2021-22: 70.41%; 2022-23: 71.27%; 2023-24: 72.1%; 2024-25: 73.08%; 2025-26: 75.69%; 2026-27: 78.28%; 2027-28: 79.17%; 2028-29: 79.95%; 2029-30: 80.68%; 2030-31: 81.14%; 2031-32: 81.31%; 2032-33: 81.49%; 2033-34: 81.66%; 2034-35: 81.82%; 2035-36: 81.99%; 2036-37: 82.15%; 2037-38: 82.31%; 2038-39: 82.46%; 2039-40: 82.61%; 2040-41: 82.76%; 2041-42: 82.9%; 2042-43: 83.04%; 2043-44: 83.17%; 2044-45: 83.3%; 2045-46: 83.43%; 2046-47: 83.55%; 2047-48: 83.68%; 2048-49: 83.79%; 2049-50: 83.91%
44BL | Total Household Metering penetration (incl. voids) | (34BL) / (34BL + 34.7BL + 35BL + 35.1BL) | % | 1 | 2019-20: #DIV/0!; 2020-21: #DIV/0!; 2021-22: 68.16%; 2022-23: 68.99%; 2023-24: 69.79%; 2024-25: 70.74%; 2025-26: 73.27%; 2026-27: 75.77%; 2027-28: 76.64%; 2028-29: 77.39%; 2029-30: 78.1%; 2030-31: 78.54%; 2031-32: 78.71%; 2032-33: 78.88%; 2033-34: 79.04%; 2034-35: 79.2%; 2035-36: 79.36%; 2036-37: 79.52%; 2037-38: 79.68%; 2038-39: 79.82%; 2039-40: 79.97%; 2040-41: 80.11%; 2041-42: 80.25%; 2042-43: 80.38%; 2043-44: 80.51%; 2044-45: 80.63%; 2045-46: 80.76%; 2046-47: 80.88%; 2047-48: 81%; 2048-49: 81.11%; 2049-50: 81.22%
45BL | Distribution input | sum (12BL:15BL) +21BL + 22BL + 27BL + 28BL | Ml/d | 2 | 2019-20: 0; 2020-21: 0; 2021-22: 10.7929; 2022-23: 10.3182; 2023-24: 10.2509; 2024-25: 10.2895; 2025-26: 10.3781; 2026-27: 10.4511; 2027-28: 10.4938; 2028-29: 10.5118; 2029-30: 10.5094; 2030-31: 10.5196; 2031-32: 10.5372; 2032-33: 12.8466; 2033-34: 12.8646; 2034-35: 12.8831; 2035-36: 12.9028; 2036-37: 12.9235; 2037-38: 12.9459; 2038-39: 12.9701; 2039-40: 12.9914; 2040-41: 13.0053; 2041-42: 13.026; 2042-43: 13.0487; 2043-44: 13.0722; 2044-45: 13.0964; 2045-46: 13.1202; 2046-47: 13.1452; 2047-48: 13.1707; 2048-49: 13.1972; 2049-50: 13.2236
46BL | Target headroom (climate change component) | Input | Ml/d | 2 | 2021-22: -0.00025622; 2022-23: 0.012958; 2023-24: 0.077047; 2024-25: 0.07535; 2025-26: 0.07122; 2026-27: 0.070814; 2027-28: 0.068578; 2028-29: 0.069509; 2029-30: 0.076423; 2030-31: 0.077585; 2031-32: 0.078861; 2032-33: 0.08085; 2033-34: 0.079938; 2034-35: 0.080078; 2035-36: 0.083355; 2036-37: 0.083628; 2037-38: 0.083793; 2038-39: 0.085858; 2039-40: 0.086185; 2040-41: 0.086531; 2041-42: 0.089349; 2042-43: 0.08817; 2043-44: 0.088771; 2044-45: 0.090335; 2045-46: 0.092694; 2046-47: 0.091328; 2047-48: 0.094014; 2048-49: 0.094915; 2049-50: 0.095749
47BL | Target headroom (All other components) | Input | Ml/d | 2 | 2021-22: 0.20337; 2022-23: 0.19491; 2023-24: 0.19418; 2024-25: 0.19599; 2025-26: 0.19596; 2026-27: 0.18585; 2027-28: 0.17895; 2028-29: 0.17127; 2029-30: 0.16422; 2030-31: 0.15107; 2031-32: 0.14389; 2032-33: 0.16696; 2033-34: 0.16119; 2034-35: 0.15443; 2035-36: 0.14798; 2036-37: 0.1414; 2037-38: 0.13676; 2038-39: 0.13199; 2039-40: 0.12538; 2040-41: 0.11969; 2041-42: 0.11408; 2042-43: 0.11041; 2043-44: 0.10571; 2044-45: 0.10092; 2045-46: 0.094568; 2046-47: 0.090986; 2047-48: 0.0807; 2048-49: 0.081474; 2049-50: 0.077595
48BL | Target Headroom | 46BL + 47BL | Ml/d | 2 | 2019-20: 0; 2020-21: 0; 2021-22: 0.20312; 2022-23: 0.20787; 2023-24: 0.27122; 2024-25: 0.27134; 2025-26: 0.26718; 2026-27: 0.25667; 2027-28: 0.24752; 2028-29: 0.24078; 2029-30: 0.24065; 2030-31: 0.22866; 2031-32: 0.22275; 2032-33: 0.24781; 2033-34: 0.24113; 2034-35: 0.23451; 2035-36: 0.23134; 2036-37: 0.22503; 2037-38: 0.22056; 2038-39: 0.21785; 2039-40: 0.21157; 2040-41: 0.20622; 2041-42: 0.20343; 2042-43: 0.19858; 2043-44: 0.19448; 2044-45: 0.19125; 2045-46: 0.18726; 2046-47: 0.18231; 2047-48: 0.17471; 2048-49: 0.17639; 2049-50: 0.17334
49BL | Available Headroom | 11BL - 45BL | Ml/d | 2 | 2019-20: 0; 2020-21: 0; 2021-22: 1.6371; 2022-23: 2.1118; 2023-24: 2.1791; 2024-25: 2.1405; 2025-26: 2.0519; 2026-27: -1.0511; 2027-28: -1.0938; 2028-29: -1.1118; 2029-30: -1.1094; 2030-31: -2.8296; 2031-32: -2.8472; 2032-33: -5.1566; 2033-34: -5.1746; 2034-35: -5.1931; 2035-36: -5.2128; 2036-37: -5.2335; 2037-38: -5.2559; 2038-39: -5.2801; 2039-40: -5.3014; 2040-41: -6.2253; 2041-42: -6.246; 2042-43: -6.2687; 2043-44: -6.2922; 2044-45: -6.3164; 2045-46: -7.1702; 2046-47: -7.1952; 2047-48: -7.2207; 2048-49: -7.2472; 2049-50: -7.2736
49.1BL | Available non-potable balance (if applicable) | 1.1BL -12.1BL | Ml/d | 2 | 2019-20: 0; 2020-21: 0; 2021-22: 0; 2022-23: 0; 2023-24: 0; 2024-25: 0; 2025-26: 0; 2026-27: 0; 2027-28: 0; 2028-29: 0; 2029-30: 0; 2030-31: 0; 2031-32: 0; 2032-33: 0; 2033-34: 0; 2034-35: 0; 2035-36: 0; 2036-37: 0; 2037-38: 0; 2038-39: 0; 2039-40: 0; 2040-41: 0; 2041-42: 0; 2042-43: 0; 2043-44: 0; 2044-45: 0; 2045-46: 0; 2046-47: 0; 2047-48: 0; 2048-49: 0; 2049-50: 0
50BL | Supply Demand Balance | 49BL - 48BL | Ml/d | 2 | 2019-20: 0; 2020-21: 0; 2021-22: 1.434; 2022-23: 1.904; 2023-24: 1.9079; 2024-25: 1.8691; 2025-26: 1.7847; 2026-27: -1.3078; 2027-28: -1.3413; 2028-29: -1.3526; 2029-30: -1.3501; 2030-31: -3.0582; 2031-32: -3.07; 2032-33: -5.4044; 2033-34: -5.4157; 2034-35: -5.4276; 2035-36: -5.4442; 2036-37: -5.4585; 2037-38: -5.4765; 2038-39: -5.498; 2039-40: -5.5129; 2040-41: -6.4315; 2041-42: -6.4495; 2042-43: -6.4672; 2043-44: -6.4867; 2044-45: -6.5077; 2045-46: -7.3574; 2046-47: -7.3775; 2047-48: -7.3954; 2048-49: -7.4236; 2049-50: -7.447
Table 3b: DYAA - Final plan Options | Back to top of sheet
WRMP24 reference | Option type | Cat ID | Unit | Decimal places | 2019-20 | 2020-21 | 2021-22 | 2022-23 | 2023-24 | 2024-25 | 2025-26 | 2026-27 | 2027-28 | 2028-29 | 2029-30 | 2030-31 | 2031-32 | 2032-33 | 2033-34 | 2034-35 | 2035-36 | 2036-37 | 2037-38 | 2038-39 | 2039-40 | 2040-41 | 2041-42 | 2042-43 | 2043-44 | 2044-45 | 2045-46 | 2046-47 | 2047-48 | 2048-49 | 2049-50 | 2050-51 | 2051-52 | 2052-53 | 2053-54 | 2054-55 | 2055-56 | 2056-57 | 2057-58 | 2058-59 | 2059-60 | 2060-61 | 2061-62 | 2062-63 | 2063-64 | 2064-65 | 2065-66 | 2066-67 | 2067-68 | 2068-69 | 2069-70 | 2070-71 | 2071-72 | 2072-73 | 2073-74 | 2074-75 | 2075-76 | 2076-77 | 2077-78 | 2078-79 | 2079-80 | 2080-81 | 2081-82 | 2082-83 | 2083-84 | 2084-85 | 2085-86 | 2086-87 | 2087-88 | 2088-89 | 2089-90 | 2090-91 | 2091-92 | 2092-93 | 2093-94 | 2094-95 | 2095-96 | 2096-97 | 2097-98 | 2098-99 | 2099-100 | 2099-101
1.11FP | Non potable supplies input reductions as -ve and increases as +ve | RSNPS | Ml/d | 2 | 2021-22: 0; 2022-23: 0; 2023-24: 0; 2024-25: 0; 2025-26: 0; 2026-27: 0; 2027-28: 0; 2028-29: 0; 2029-30: 0; 2030-31: 0; 2031-32: 0; 2032-33: 0; 2033-34: 0; 2034-35: 0; 2035-36: 0; 2036-37: 0; 2037-38: 0; 2038-39: 0; 2039-40: 0; 2040-41: 0; 2041-42: 0; 2042-43: 0; 2043-44: 0; 2044-45: 0; 2045-46: 0; 2046-47: 0; 2047-48: 0; 2048-49: 0; 2049-50: 0
2.1FP | Raw water imports input reductions as -ve | RSRWI | Ml/d | 2 | 2021-22: 0; 2022-23: 0; 2023-24: 0; 2024-25: 0; 2025-26: 0; 2026-27: 0; 2027-28: 0; 2028-29: 0; 2029-30: 0; 2030-31: 0; 2031-32: 0; 2032-33: 0; 2033-34: 0; 2034-35: 0; 2035-36: 0; 2036-37: 0; 2037-38: 0; 2038-39: 0; 2039-40: 0; 2040-41: 0; 2041-42: 0; 2042-43: 0; 2043-44: 0; 2044-45: 0; 2045-46: 0; 2046-47: 0; 2047-48: 0; 2048-49: 0; 2049-50: 0
3.1FP | Potable water imports input reductions as -ve | RSPWI | Ml/d | 2 | 2021-22: 0; 2022-23: 0; 2023-24: 0; 2024-25: 0; 2025-26: 0; 2026-27: 0; 2027-28: 0; 2028-29: 0.52982; 2029-30: 0.41023; 2030-31: 1.9969; 2031-32: 1.9013; 2032-33: 4.1324; 2033-34: 4.0303; 2034-35: 3.93; 2035-36: 3.8812; 2036-37: 3.8302; 2037-38: 3.7825; 2038-39: 3.7583; 2039-40: 3.7284; 2040-41: 4.6034; 2041-42: 4.5767; 2042-43: 4.5495; 2043-44: 4.5382; 2044-45: 4.5282; 2045-46: 5.3472; 2046-47: 5.3365; 2047-48: 5.3231; 2048-49: 5.3198; 2049-50: 5.3114
4.1FP | Raw water exports input reductions as +ve and increases as -ve | RSRWE | Ml/d | 2 | 2021-22: 0; 2022-23: 0; 2023-24: 0; 2024-25: 0; 2025-26: 0; 2026-27: 0; 2027-28: 0; 2028-29: 0; 2029-30: 0; 2030-31: 0; 2031-32: 0; 2032-33: 0; 2033-34: 0; 2034-35: 0; 2035-36: 0; 2036-37: 0; 2037-38: 0; 2038-39: 0; 2039-40: 0; 2040-41: 0; 2041-42: 0; 2042-43: 0; 2043-44: 0; 2044-45: 0; 2045-46: 0; 2046-47: 0; 2047-48: 0; 2048-49: 0; 2049-50: 0
5.1FP | Potable water exports input reductions as +ve and increases as -ve | RSPWE | Ml/d | 2 | 2021-22: 0; 2022-23: 0; 2023-24: 0; 2024-25: 0; 2025-26: 0; 2026-27: 0.65682; 2027-28: 0.61906; 2028-29: 0; 2029-30: 0; 2030-31: 0; 2031-32: 0; 2032-33: 0; 2033-34: 0; 2034-35: 0; 2035-36: 0; 2036-37: 0; 2037-38: 0; 2038-39: 0; 2039-40: 0; 2040-41: 0; 2041-42: 0; 2042-43: 0; 2043-44: 0; 2044-45: 0; 2045-46: 0; 2046-47: 0; 2047-48: 0; 2048-49: 0; 2049-50: 0
6.2FP | DO benefit from increase raw water abstractions | RSRWA | Ml/d | 2 | 2021-22: 0; 2022-23: 0; 2023-24: 0; 2024-25: 0; 2025-26: 0; 2026-27: 0; 2027-28: 0; 2028-29: 0; 2029-30: 0; 2030-31: 0; 2031-32: 0; 2032-33: 0; 2033-34: 0; 2034-35: 0; 2035-36: 0; 2036-37: 0; 2037-38: 0; 2038-39: 0; 2039-40: 0; 2040-41: 0; 2041-42: 0; 2042-43: 0; 2043-44: 0; 2044-45: 0; 2045-46: 0; 2046-47: 0; 2047-48: 0; 2048-49: 0; 2049-50: 0
6.3FP | Other options to increase deployable output | RSIPO | Ml/d | 2 | 2021-22: 0; 2022-23: 0; 2023-24: 0; 2024-25: 0; 2025-26: 0; 2026-27: 0; 2027-28: 0; 2028-29: 0; 2029-30: 0; 2030-31: 0; 2031-32: 0; 2032-33: 0; 2033-34: 0; 2034-35: 0; 2035-36: 0; 2036-37: 0; 2037-38: 0; 2038-39: 0; 2039-40: 0; 2040-41: 0; 2041-42: 0; 2042-43: 0; 2043-44: 0; 2044-45: 0; 2045-46: 0; 2046-47: 0; 2047-48: 0; 2048-49: 0; 2049-50: 0
7.01FP | DO benefit from supply side drought measures | RSDPS | Ml/d | 2 | 2021-22: 0; 2022-23: 0; 2023-24: 0; 2024-25: 0; 2025-26: 0; 2026-27: 0; 2027-28: 0; 2028-29: 0; 2029-30: 0; 2030-31: 0; 2031-32: 0; 2032-33: 0; 2033-34: 0; 2034-35: 0; 2035-36: 0; 2036-37: 0; 2037-38: 0; 2038-39: 0; 2039-40: 0; 2040-41: 0; 2041-42: 0; 2042-43: 0; 2043-44: 0; 2044-45: 0; 2045-46: 0; 2046-47: 0; 2047-48: 0; 2048-49: 0; 2049-50: 0
7.02FP | Benefit from demand side drought measures | RSDPD | Ml/d | 2 | 2021-22: 0.56197; 2022-23: 0.56099; 2023-24: 0.54042; 2024-25: 0.53106; 2025-26: 0.51871; 2026-27: 0.51532; 2027-28: 0.51222; 2028-29: 0.50318; 2029-30: 0.47918; 2030-31: 0.45092; 2031-32: 0.43694; 2032-33: 0.43107; 2033-34: 0.42394; 2034-35: 0.41696; 2035-36: 0.41503; 2036-37: 0.41322; 2037-38: 0.41154; 2038-39: 0.41002; 2039-40: 0.40827; 2040-41: 0.40586; 2041-42: 0.40406; 2042-43: 0.40246; 2043-44: 0.40253; 2044-45: 0.40266; 2045-46: 0.40279; 2046-47: 0.40305; 2047-48: 0.40332; 2048-49: 0.40367; 2049-50: 0.40399
8.1FP | Reduce raw water losses and operational use input as -ve | RSLOU | Ml/d | 2 | 2021-22: 0; 2022-23: 0; 2023-24: 0; 2024-25: 0; 2025-26: 0; 2026-27: 0; 2027-28: 0; 2028-29: 0; 2029-30: 0; 2030-31: 0; 2031-32: 0; 2032-33: 0; 2033-34: 0; 2034-35: 0; 2035-36: 0; 2036-37: 0; 2037-38: 0; 2038-39: 0; 2039-40: 0; 2040-41: 0; 2041-42: 0; 2042-43: 0; 2043-44: 0; 2044-45: 0; 2045-46: 0; 2046-47: 0; 2047-48: 0; 2048-49: 0; 2049-50: 0
8.2FP | Reduce treatment works losses input as -ve | PSTWL | Ml/d | 2 | 2021-22: 0; 2022-23: 0; 2023-24: 0; 2024-25: 0; 2025-26: 0; 2026-27: 0; 2027-28: 0; 2028-29: 0; 2029-30: 0; 2030-31: 0; 2031-32: 0; 2032-33: 0; 2033-34: 0; 2034-35: 0; 2035-36: 0; 2036-37: 0; 2037-38: 0; 2038-39: 0; 2039-40: 0; 2040-41: 0; 2041-42: 0; 2042-43: 0; 2043-44: 0; 2044-45: 0; 2045-46: 0; 2046-47: 0; 2047-48: 0; 2048-49: 0; 2049-50: 0
9.1FP | Reduce outages input as -ve | PSROU | Ml/d | 2 | 2021-22: 0; 2022-23: 0; 2023-24: 0; 2024-25: 0; 2025-26: 0; 2026-27: 0; 2027-28: 0; 2028-29: 0; 2029-30: 0; 2030-31: 0; 2031-32: 0; 2032-33: 0; 2033-34: 0; 2034-35: 0; 2035-36: 0; 2036-37: 0; 2037-38: 0; 2038-39: 0; 2039-40: 0; 2040-41: 0; 2041-42: 0; 2042-43: 0; 2043-44: 0; 2044-45: 0; 2045-46: 0; 2046-47: 0; 2047-48: 0; 2048-49: 0; 2049-50: 0
12.2FP | Change volume delivered to measured non households input reductions as -ve, line to include both measured non-household consumption and USPL options | CVMNH | Ml/d | 2 | 2021-22: 0; 2022-23: 0; 2023-24: 0; 2024-25: 0; 2025-26: -0.010154; 2026-27: -0.020309; 2027-28: -0.030463; 2028-29: -0.040618; 2029-30: -0.050773; 2030-31: -0.072528; 2031-32: -0.094283; 2032-33: -0.11604; 2033-34: -0.13779; 2034-35: -0.15955; 2035-36: -0.17976; 2036-37: -0.19997; 2037-38: -0.22018; 2038-39: -0.22019; 2039-40: -0.2202; 2040-41: -0.22021; 2041-42: -0.22022; 2042-43: -0.22023; 2043-44: -0.22025; 2044-45: -0.22026; 2045-46: -0.22027; 2046-47: -0.22028; 2047-48: -0.22029; 2048-49: -0.2203; 2049-50: -0.22032
13.1FP | Change volume delivered to unmeasured non households input reductions as -ve, line to include both unmeasured non-household consumption and USPL options | CVUNH | Ml/d | 2 | 2021-22: 0; 2022-23: 0; 2023-24: 0; 2024-25: 0; 2025-26: -3.2349e-06; 2026-27: -6.4017e-06; 2027-28: -9.5003e-06; 2028-29: -1.2531e-05; 2029-30: -1.5493e-05; 2030-31: -1.8388e-05; 2031-32: -2.1214e-05; 2032-33: -2.3972e-05; 2033-34: -2.6662e-05; 2034-35: -2.9625e-05; 2035-36: -3.2587e-05; 2036-37: -3.5549e-05; 2037-38: -3.8512e-05; 2038-39: -4.1474e-05; 2039-40: -4.4437e-05; 2040-41: -4.7399e-05; 2041-42: -5.0362e-05; 2042-43: -5.3324e-05; 2043-44: -5.6287e-05; 2044-45: -5.9249e-05; 2045-46: -6.2212e-05; 2046-47: -6.5174e-05; 2047-48: -6.8136e-05; 2048-49: -7.1099e-05; 2049-50: -7.4061e-05
14.1FP | Change volume delivered to measured households input reductions as -ve, line to include both measured household consumption and USPL options | CVMHH | Ml/d | 2 | 2021-22: 0; 2022-23: 0; 2023-24: 0; 2024-25: 0; 2025-26: -0.11709; 2026-27: -0.25824; 2027-28: -0.31142; 2028-29: -0.39448; 2029-30: -0.19145; 2030-31: 0.22242; 2031-32: 0.34693; 2032-33: 0.27264; 2033-34: 0.18772; 2034-35: 0.10392; 2035-36: 0.070215; 2036-37: 0.036683; 2037-38: 0.0028484; 2038-39: -0.03096; 2039-40: -0.06426; 2040-41: -0.096844; 2041-42: -0.12968; 2042-43: -0.16224; 2043-44: -0.17949; 2044-45: -0.19689; 2045-46: -0.21405; 2046-47: -0.23117; 2047-48: -0.24867; 2048-49: -0.26642; 2049-50: -0.28453
15.1FP | Change volume delivered to unmeasured households input reductions as -ve, line to include both unmeasured household consumption and USPL options | CVUHH | Ml/d | 2 | 2021-22: 0; 2022-23: 0; 2023-24: 0; 2024-25: 0; 2025-26: 0.080971; 2026-27: 0.1752; 2027-28: 0.17878; 2028-29: 0.17695; 2029-30: -0.15074; 2030-31: -0.69207; 2031-32: -0.90743; 2032-33: -0.90638; 2033-34: -0.90588; 2034-35: -0.90536; 2035-36: -0.90451; 2036-37: -0.90367; 2037-38: -0.90274; 2038-39: -0.90197; 2039-40: -0.90113; 2040-41: -0.90037; 2041-42: -0.89983; 2042-43: -0.89965; 2043-44: -0.899; 2044-45: -0.89836; 2045-46: -0.89761; 2046-47: -0.89703; 2047-48: -0.8964; 2048-49: -0.89578; 2049-50: -0.89496
21.1FP | Options to reduce water taken unbilled input as -ve | CSWTU | Ml/d | 2 | 2021-22: 0; 2022-23: 0; 2023-24: 0; 2024-25: 0; 2025-26: -7.6733e-07; 2026-27: -1.6528e-06; 2027-28: -1.889e-06; 2028-29: -2.1252e-06; 2029-30: 1.6768e-07; 2030-31: 4.2865e-06; 2031-32: 5.9861e-06; 2032-33: 5.9696e-06; 2033-34: 5.953e-06; 2034-35: 5.9365e-06; 2035-36: 5.92e-06; 2036-37: 5.9035e-06; 2037-38: 5.8869e-06; 2038-39: 5.8704e-06; 2039-40: 5.8539e-06; 2040-41: 5.8395e-06; 2041-42: 5.8272e-06; 2042-43: 5.8149e-06; 2043-44: 5.8026e-06; 2044-45: 5.7903e-06; 2045-46: 5.778e-06; 2046-47: 5.7658e-06; 2047-48: 5.7535e-06; 2048-49: 5.7412e-06; 2049-50: 5.7289e-06
22.1FP | Reduce distribution system operational use (DSOU) input as -ve | DSDOU | Ml/d | 2 | 2021-22: 0; 2022-23: 0; 2023-24: 0; 2024-25: 0; 2025-26: 0; 2026-27: 0; 2027-28: 0; 2028-29: 0; 2029-30: 0; 2030-31: 0; 2031-32: 0; 2032-33: 0; 2033-34: 0; 2034-35: 0; 2035-36: 0; 2036-37: 0; 2037-38: 0; 2038-39: 0; 2039-40: 0; 2040-41: 0; 2041-42: 0; 2042-43: 0; 2043-44: 0; 2044-45: 0; 2045-46: 0; 2046-47: 0; 2047-48: 0; 2048-49: 0; 2049-50: 0
23.1FP | Options impacting on measured Non Household - USPL input reductions as -ve | CUMNH | Ml/d | 2 | 2021-22: 0; 2022-23: 0; 2023-24: 0; 2024-25: 0; 2025-26: -9.9126e-05; 2026-27: -0.0001992; 2027-28: -0.00030023; 2028-29: -0.0004022; 2029-30: -0.00050513; 2030-31: -0.000609; 2031-32: -0.00071383; 2032-33: -0.0008196; 2033-34: -0.00092632; 2034-35: -0.001034; 2035-36: -0.0011426; 2036-37: -0.0012522; 2037-38: -0.0013627; 2038-39: -0.0014742; 2039-40: -0.0015866; 2040-41: -0.0017; 2041-42: -0.0018143; 2042-43: -0.0019296; 2043-44: -0.0020458; 2044-45: -0.002163; 2045-46: -0.0022811; 2046-47: -0.0024001; 2047-48: -0.0025202; 2048-49: -0.0026411; 2049-50: -0.002763
24.1FP | Options impacting on unmeasured Non Household - USPL input reductions as -ve | CUUNH | Ml/d | 2 | 2021-22: 0; 2022-23: 0; 2023-24: 0; 2024-25: 0; 2025-26: -3.2349e-06; 2026-27: -6.4017e-06; 2027-28: -9.5003e-06; 2028-29: -1.2531e-05; 2029-30: -1.5493e-05; 2030-31: -1.8388e-05; 2031-32: -2.1214e-05; 2032-33: -2.3972e-05; 2033-34: -2.6662e-05; 2034-35: -2.9625e-05; 2035-36: -3.2587e-05; 2036-37: -3.5549e-05; 2037-38: -3.8512e-05; 2038-39: -4.1474e-05; 2039-40: -4.4437e-05; 2040-41: -4.7399e-05; 2041-42: -5.0362e-05; 2042-43: -5.3324e-05; 2043-44: -5.6287e-05; 2044-45: -5.9249e-05; 2045-46: -6.2212e-05; 2046-47: -6.5174e-05; 2047-48: -6.8136e-05; 2048-49: -7.1099e-05; 2049-50: -7.4061e-05
25.1FP | Options impacting on measured Household - USPL input reductions as -ve | CUMHH | Ml/d | 2 | 2021-22: 0; 2022-23: 0; 2023-24: 0; 2024-25: 0; 2025-26: -0.0035272; 2026-27: -0.0074915; 2027-28: -0.00925; 2028-29: -0.011018; 2029-30: -0.0067298; 2030-31: 0.001871; 2031-32: 0.0046804; 2032-33: 0.0034003; 2033-34: 0.0021062; 2034-35: 0.00079813; 2035-36: -0.00052358; 2036-37: -0.0018593; 2037-38: -0.003208; 2038-39: -0.0045678; 2039-40: -0.005939; 2040-41: -0.0073174; 2041-42: -0.0087009; 2042-43: -0.010095; 2043-44: -0.011501; 2044-45: -0.012918; 2045-46: -0.014346; 2046-47: -0.015783; 2047-48: -0.017229; 2048-49: -0.018682; 2049-50: -0.020143
26.1FP | Options impacting on unmeasured Household - USPL input reductions as -ve | CUUHH | Ml/d | 2 | 2021-22: 0; 2022-23: 0; 2023-24: 0; 2024-25: 0; 2025-26: 0.0039715; 2026-27: 0.0086528; 2027-28: 0.0094386; 2028-29: 0.010225; 2029-30: -0.0033956; 2030-31: -0.02704; 2031-32: -0.036726; 2032-33: -0.036739; 2033-34: -0.036751; 2034-35: -0.036763; 2035-36: -0.036774; 2036-37: -0.036785; 2037-38: -0.036795; 2038-39: -0.036804; 2039-40: -0.036813; 2040-41: -0.036833; 2041-42: -0.036864; 2042-43: -0.036894; 2043-44: -0.036924; 2044-45: -0.036953; 2045-46: -0.036981; 2046-47: -0.037008; 2047-48: -0.037035; 2048-49: -0.037061; 2049-50: -0.037086
27.1FP | Options impacting on Void properties - USPL input reductions as -ve | CUVPP | Ml/d | 2 | 2021-22: 0; 2022-23: 0; 2023-24: 0; 2024-25: 0; 2025-26: 7.6733e-07; 2026-27: 1.6528e-06; 2027-28: 1.889e-06; 2028-29: 2.1252e-06; 2029-30: -1.6768e-07; 2030-31: -4.2865e-06; 2031-32: -5.9861e-06; 2032-33: -5.9696e-06; 2033-34: -5.953e-06; 2034-35: -5.9365e-06; 2035-36: -5.92e-06; 2036-37: -5.9035e-06; 2037-38: -5.8869e-06; 2038-39: -5.8704e-06; 2039-40: -5.8539e-06; 2040-41: -5.8395e-06; 2041-42: -5.8272e-06; 2042-43: -5.8149e-06; 2043-44: -5.8026e-06; 2044-45: -5.7903e-06; 2045-46: -5.778e-06; 2046-47: -5.7658e-06; 2047-48: -5.7535e-06; 2048-49: -5.7412e-06; 2049-50: -5.7289e-06
28.1FP | Reduce distribution losses input as -ve | DSRDL | Ml/d | 2 | 2021-22: 0; 2022-23: 0; 2023-24: 0; 2024-25: 0; 2025-26: -0.016013; 2026-27: -0.032298; 2027-28: -0.046891; 2028-29: -0.061476; 2029-30: -0.067705; 2030-31: -0.06822; 2031-32: -0.076905; 2032-33: -0.091173; 2033-34: -0.10543; 2034-35: -0.11967; 2035-36: -0.13389; 2036-37: -0.1481; 2037-38: -0.1623; 2038-39: -0.17649; 2039-40: -0.19066; 2040-41: -0.20482; 2041-42: -0.21896; 2042-43: -0.23309; 2043-44: -0.2472; 2044-45: -0.26131; 2045-46: -0.2754; 2046-47: -0.28948; 2047-48: -0.30356; 2048-49: -0.31762; 2049-50: -0.33168
Table 3c: DYAA - Final plan | Back to top of sheet |  |  |  | 2021-22: 0; 2022-23: 0; 2023-24: 0; 2024-25: 0; 2025-26: -0.061946; 2026-27: 0.52212; 2027-28: 0.40893; 2028-29: 0.20897; 2029-30: -0.061103; 2030-31: 1.3607; 2031-32: 1.1368; 2032-33: 3.2572; 2033-34: 3.0333; 2034-35: 2.8122; 2035-36: 2.6947; 2036-37: 2.5752; 2037-38: 2.4587; 2038-39: 2.3857; 2039-40: 2.3077; 2040-41: 3.1352; 2041-42: 3.0605; 2042-43: 2.9853; 2043-44: 2.9417; 2044-45: 2.8992; 2045-46: 3.6862; 2046-47: 3.6432; 2047-48: 3.5973; 2048-49: 3.5611; 2049-50: 3.5198
WRMP24 reference | Component | Derivation | Unit | Decimal places | 2019-20 | 2020-21 | 2021-22 | 2022-23 | 2023-24 | 2024-25 | 2025-26 | 2026-27 | 2027-28 | 2028-29 | 2029-30 | 2030-31 | 2031-32 | 2032-33 | 2033-34 | 2034-35 | 2035-36 | 2036-37 | 2037-38 | 2038-39 | 2039-40 | 2040-41 | 2041-42 | 2042-43 | 2043-44 | 2044-45 | 2045-46 | 2046-47 | 2047-48 | 2048-49 | 2049-50 | 2050-51 | 2051-52 | 2052-53 | 2053-54 | 2054-55 | 2055-56 | 2056-57 | 2057-58 | 2058-59 | 2059-60 | 2060-61 | 2061-62 | 2062-63 | 2063-64 | 2064-65 | 2065-66 | 2066-67 | 2067-68 | 2068-69 | 2069-70 | 2070-71 | 2071-72 | 2072-73 | 2073-74 | 2074-75 | 2075-76 | 2076-77 | 2077-78 | 2078-79 | 2079-80 | 2080-81 | 2081-82 | 2082-83 | 2083-84 | 2084-85 | 2085-86 | 2086-87 | 2087-88 | 2088-89 | 2089-90 | 2090-91 | 2091-92 | 2092-93 | 2093-94 | 2094-95 | 2095-96 | 2096-97 | 2097-98 | 2098-99 | 2099-100
1FP | Raw water abstracted | Input | Ml/d | 2 | 0 2021-22: 11.0764; 0 2022-23: 10.9929; 0 2023-24: 10.919; 0 2024-25: 10.8618; -0.061946 2025-26: 10.9174; 0.52212 2026-27: 10.9405; 0.40893 2027-28: 10.9542; 0.20897 2028-29: 10.9151; -0.061103 2029-30: 10.8539; 1.3607 2030-31: 10.5602; 1.1368 2031-32: 10.4877; 3.2572 2032-33: 12.7086; 3.0333 2033-34: 12.6308; 2.8122 2034-35: 12.5554; 2.6947 2035-36: 12.4937; 2.5752 2036-37: 12.4351; 2.4587 2037-38: 12.41; 2.3857 2038-39: 12.3882; 2.3077 2039-40: 12.3668; 3.1352 2040-41: 12.3159; 3.0605 2041-42: 12.2941; 2.9853 2042-43: 12.2741; 2.9417 2043-44: 12.2693; 2.8992 2044-45: 12.2653; 3.6862 2045-46: 12.2368; 3.6432 2046-47: 12.2343; 3.5973 2047-48: 12.2327; 3.5611 2048-49: 12.2325; 3.5198 2049-50: 12.2336
1.1FP | Non-potable water supplies | 1.1BL + 1.11FP | Ml/d | 2 | 2019-20: 0; 2020-21: 0; 0 2021-22: 0; 0 2022-23: 0; 0 2023-24: 0; 0 2024-25: 0; -0.061946 2025-26: 0; 0.52212 2026-27: 0; 0.40893 2027-28: 0; 0.20897 2028-29: 0; -0.061103 2029-30: 0; 1.3607 2030-31: 0; 1.1368 2031-32: 0; 3.2572 2032-33: 0; 3.0333 2033-34: 0; 2.8122 2034-35: 0; 2.6947 2035-36: 0; 2.5752 2036-37: 0; 2.4587 2037-38: 0; 2.3857 2038-39: 0; 2.3077 2039-40: 0; 3.1352 2040-41: 0; 3.0605 2041-42: 0; 2.9853 2042-43: 0; 2.9417 2043-44: 0; 2.8992 2044-45: 0; 3.6862 2045-46: 0; 3.6432 2046-47: 0; 3.5973 2047-48: 0; 3.5611 2048-49: 0; 3.5198 2049-50: 0
2FP | Raw water imported | 2BL + 2.1FP | Ml/d | 2 | 2019-20: 0; 2020-21: 0; 0 2021-22: 2.27; 0 2022-23: 2.27; 0 2023-24: 2.27; 0 2024-25: 2.27; -0.061946 2025-26: 2.27; 0.52212 2026-27: 1.39; 0.40893 2027-28: 1.39; 0.20897 2028-29: 1.39; -0.061103 2029-30: 1.39; 1.3607 2030-31: 1.39; 1.1368 2031-32: 1.39; 3.2572 2032-33: 1.39; 3.0333 2033-34: 1.39; 2.8122 2034-35: 1.39; 2.6947 2035-36: 1.39; 2.5752 2036-37: 1.39; 2.4587 2037-38: 1.39; 2.3857 2038-39: 1.39; 2.3077 2039-40: 1.39; 3.1352 2040-41: 1.32; 3.0605 2041-42: 1.32; 2.9853 2042-43: 1.32; 2.9417 2043-44: 1.32; 2.8992 2044-45: 1.32; 3.6862 2045-46: 1.32; 3.6432 2046-47: 1.32; 3.5973 2047-48: 1.32; 3.5611 2048-49: 1.32; 3.5198 2049-50: 1.32
3FP | Potable water imported | 3BL + 3.1FP | Ml/d | 2 | 2019-20: 0; 2020-21: 0; 0 2021-22: 0; 0 2022-23: 0; 0 2023-24: 0; 0 2024-25: 0; -0.061946 2025-26: 0; 0.52212 2026-27: 0; 0.40893 2027-28: 0; 0.20897 2028-29: 0.52982; -0.061103 2029-30: 0.41023; 1.3607 2030-31: 1.9969; 1.1368 2031-32: 1.9013; 3.2572 2032-33: 4.1324; 3.0333 2033-34: 4.0303; 2.8122 2034-35: 3.93; 2.6947 2035-36: 3.8812; 2.5752 2036-37: 3.8302; 2.4587 2037-38: 3.7825; 2.3857 2038-39: 3.7583; 2.3077 2039-40: 3.7284; 3.1352 2040-41: 4.6034; 3.0605 2041-42: 4.5767; 2.9853 2042-43: 4.5495; 2.9417 2043-44: 4.5382; 2.8992 2044-45: 4.5282; 3.6862 2045-46: 5.3472; 3.6432 2046-47: 5.3365; 3.5973 2047-48: 5.3231; 3.5611 2048-49: 5.3198; 3.5198 2049-50: 5.3114
4FP | Raw water exported enter as -ve | 4BL + 4.1FP | Ml/d | 2 | 2019-20: 0; 2020-21: 0; 0 2021-22: 0; 0 2022-23: 0; 0 2023-24: 0; 0 2024-25: 0; -0.061946 2025-26: 0; 0.52212 2026-27: 0; 0.40893 2027-28: 0; 0.20897 2028-29: 0; -0.061103 2029-30: 0; 1.3607 2030-31: 0; 1.1368 2031-32: 0; 3.2572 2032-33: 0; 3.0333 2033-34: 0; 2.8122 2034-35: 0; 2.6947 2035-36: 0; 2.5752 2036-37: 0; 2.4587 2037-38: 0; 2.3857 2038-39: 0; 2.3077 2039-40: 0; 3.1352 2040-41: 0; 3.0605 2041-42: 0; 2.9853 2042-43: 0; 2.9417 2043-44: 0; 2.8992 2044-45: 0; 3.6862 2045-46: 0; 3.6432 2046-47: 0; 3.5973 2047-48: 0; 3.5611 2048-49: 0; 3.5198 2049-50: 0
5FP | Potable water exported enter as -ve | 5BL + 5.1FP | Ml/d | 2 | 2019-20: 0; 2020-21: 0; 0 2021-22: -1.38; 0 2022-23: -1.38; 0 2023-24: -1.38; 0 2024-25: -1.38; -0.061946 2025-26: -1.38; 0.52212 2026-27: -0.72318; 0.40893 2027-28: -0.76094; 0.20897 2028-29: -1.38; -0.061103 2029-30: -1.38; 1.3607 2030-31: -1.38; 1.1368 2031-32: -1.38; 3.2572 2032-33: -1.38; 3.0333 2033-34: -1.38; 2.8122 2034-35: -1.38; 2.6947 2035-36: -1.38; 2.5752 2036-37: -1.38; 2.4587 2037-38: -1.38; 2.3857 2038-39: -1.38; 2.3077 2039-40: -1.38; 3.1352 2040-41: -1.38; 3.0605 2041-42: -1.38; 2.9853 2042-43: -1.38; 2.9417 2043-44: -1.38; 2.8992 2044-45: -1.38; 3.6862 2045-46: -1.38; 3.6432 2046-47: -1.38; 3.5973 2047-48: -1.38; 3.5611 2048-49: -1.38; 3.5198 2049-50: -1.38
6.1FP | Deployable Output post forecast changes | 6.1BL + 6.2FP + 6.3FP +7.01FP +7.02FP | Ml/d | 2 | 2019-20: 0; 2020-21: 0; 0 2021-22: 13.322; 0 2022-23: 13.321; 0 2023-24: 13.3004; 0 2024-25: 13.2911; -0.061946 2025-26: 13.2787; 0.52212 2026-27: 10.9653; 0.40893 2027-28: 10.9622; 0.20897 2028-29: 10.9532; -0.061103 2029-30: 10.9292; 1.3607 2030-31: 9.1309; 1.1368 2031-32: 9.1169; 3.2572 2032-33: 9.1111; 3.0333 2033-34: 9.1039; 2.8122 2034-35: 9.097; 2.6947 2035-36: 9.095; 2.5752 2036-37: 9.0932; 2.4587 2037-38: 9.0915; 2.3857 2038-39: 9.09; 2.3077 2039-40: 9.0883; 3.1352 2040-41: 8.2259; 3.0605 2041-42: 8.2241; 2.9853 2042-43: 8.2225; 2.9417 2043-44: 8.2225; 2.8992 2044-45: 8.2227; 3.6862 2045-46: 7.3628; 3.6432 2046-47: 7.363; 3.5973 2047-48: 7.3633; 3.5611 2048-49: 7.3637; 3.5198 2049-50: 7.364
8FP | Raw water losses, treatment works losses and operational use | 8BL + 8.1FP + 8.2FP | Ml/d | 2 | 2019-20: 0; 2020-21: 0; 0 2021-22: 0.54; 0 2022-23: 0.54; 0 2023-24: 0.54; 0 2024-25: 0.54; -0.061946 2025-26: 0.54; 0.52212 2026-27: 0.38; 0.40893 2027-28: 0.38; 0.20897 2028-29: 0.38; -0.061103 2029-30: 0.38; 1.3607 2030-31: 0.32; 1.1368 2031-32: 0.32; 3.2572 2032-33: 0.32; 3.0333 2033-34: 0.32; 2.8122 2034-35: 0.32; 2.6947 2035-36: 0.32; 2.5752 2036-37: 0.32; 2.4587 2037-38: 0.32; 2.3857 2038-39: 0.32; 2.3077 2039-40: 0.32; 3.1352 2040-41: 0.3; 3.0605 2041-42: 0.3; 2.9853 2042-43: 0.3; 2.9417 2043-44: 0.3; 2.8992 2044-45: 0.3; 3.6862 2045-46: 0.27; 3.6432 2046-47: 0.27; 3.5973 2047-48: 0.27; 3.5611 2048-49: 0.27; 3.5198 2049-50: 0.27
9FP | Total Outage Allowance | 9BL + 9.1FP | Ml/d | 2 | 2019-20: 0; 2020-21: 0; 0 2021-22: 0.68; 0 2022-23: 0.68; 0 2023-24: 0.68; 0 2024-25: 0.68; -0.061946 2025-26: 0.68; 0.52212 2026-27: 0.68; 0.40893 2027-28: 0.68; 0.20897 2028-29: 0.68; -0.061103 2029-30: 0.68; 1.3607 2030-31: 0.68; 1.1368 2031-32: 0.68; 3.2572 2032-33: 0.68; 3.0333 2033-34: 0.68; 2.8122 2034-35: 0.68; 2.6947 2035-36: 0.68; 2.5752 2036-37: 0.68; 2.4587 2037-38: 0.68; 2.3857 2038-39: 0.68; 2.3077 2039-40: 0.68; 3.1352 2040-41: 0.68; 3.0605 2041-42: 0.68; 2.9853 2042-43: 0.68; 2.9417 2043-44: 0.68; 2.8992 2044-45: 0.68; 3.6862 2045-46: 0.68; 3.6432 2046-47: 0.68; 3.5973 2047-48: 0.68; 3.5611 2048-49: 0.68; 3.5198 2049-50: 0.68
10FP | Water Available For Use (own sources) | (6.1FP) - (8FP + 9FP) | Ml/d | 2 | 2019-20: 0; 2020-21: 0; 0 2021-22: 12.102; 0 2022-23: 12.101; 0 2023-24: 12.0804; 0 2024-25: 12.0711; -0.061946 2025-26: 12.0587; 0.52212 2026-27: 9.9053; 0.40893 2027-28: 9.9022; 0.20897 2028-29: 9.8932; -0.061103 2029-30: 9.8692; 1.3607 2030-31: 8.1309; 1.1368 2031-32: 8.1169; 3.2572 2032-33: 8.1111; 3.0333 2033-34: 8.1039; 2.8122 2034-35: 8.097; 2.6947 2035-36: 8.095; 2.5752 2036-37: 8.0932; 2.4587 2037-38: 8.0915; 2.3857 2038-39: 8.09; 2.3077 2039-40: 8.0883; 3.1352 2040-41: 7.2459; 3.0605 2041-42: 7.2441; 2.9853 2042-43: 7.2425; 2.9417 2043-44: 7.2425; 2.8992 2044-45: 7.2427; 3.6862 2045-46: 6.4128; 3.6432 2046-47: 6.413; 3.5973 2047-48: 6.4133; 3.5611 2048-49: 6.4137; 3.5198 2049-50: 6.414
11FP | Total Water Available For Use | 10FP + sum (2FP:5FP) | Ml/d | 2 | 2019-20: 0; 2020-21: 0; 0 2021-22: 12.992; 0 2022-23: 12.991; 0 2023-24: 12.9704; 0 2024-25: 12.9611; -0.061946 2025-26: 12.9487; 0.52212 2026-27: 10.5721; 0.40893 2027-28: 10.5313; 0.20897 2028-29: 10.433; -0.061103 2029-30: 10.2894; 1.3607 2030-31: 10.1378; 1.1368 2031-32: 10.0283; 3.2572 2032-33: 12.2534; 3.0333 2033-34: 12.1443; 2.8122 2034-35: 12.0369; 2.6947 2035-36: 11.9862; 2.5752 2036-37: 11.9334; 2.4587 2037-38: 11.8841; 2.3857 2038-39: 11.8583; 2.3077 2039-40: 11.8267; 3.1352 2040-41: 11.7892; 3.0605 2041-42: 11.7607; 2.9853 2042-43: 11.732; 2.9417 2043-44: 11.7207; 2.8992 2044-45: 11.7108; 3.6862 2045-46: 11.7; 3.6432 2046-47: 11.6895; 3.5973 2047-48: 11.6765; 3.5611 2048-49: 11.6734; 3.5198 2049-50: 11.6654
12FP | Water delivered measured non-household | 12BL + 12.2FP | Ml/d | 2 | 2019-20: 0; 2020-21: 0; 0 2021-22: 3.3547; 0 2022-23: 3.1444; 0 2023-24: 3.3085; 0 2024-25: 3.4981; -0.061946 2025-26: 3.653; 0.52212 2026-27: 3.6935; 0.40893 2027-28: 3.6985; 0.20897 2028-29: 3.7029; -0.061103 2029-30: 3.7043; 1.3607 2030-31: 3.6903; 1.1368 2031-32: 3.6756; 3.2572 2032-33: 5.9506; 3.0333 2033-34: 5.9359; 2.8122 2034-35: 5.9212; 2.6947 2035-36: 5.9081; 2.5752 2036-37: 5.8951; 2.4587 2037-38: 5.8822; 2.3857 2038-39: 5.8895; 2.3077 2039-40: 5.8968; 3.1352 2040-41: 5.9042; 3.0605 2041-42: 5.9115; 2.9853 2042-43: 5.9187; 2.9417 2043-44: 5.9257; 2.8992 2044-45: 5.9327; 3.6862 2045-46: 5.9395; 3.6432 2046-47: 5.9463; 3.5973 2047-48: 5.953; 3.5611 2048-49: 5.9597; 3.5198 2049-50: 5.9663
12.1FP | Non-potable water consumption | Input | Ml/d | 2 | 0 2021-22: 0; 0 2022-23: 0; 0 2023-24: 0; 0 2024-25: 0; -0.061946 2025-26: 0; 0.52212 2026-27: 0; 0.40893 2027-28: 0; 0.20897 2028-29: 0; -0.061103 2029-30: 0; 1.3607 2030-31: 0; 1.1368 2031-32: 0; 3.2572 2032-33: 0; 3.0333 2033-34: 0; 2.8122 2034-35: 0; 2.6947 2035-36: 0; 2.5752 2036-37: 0; 2.4587 2037-38: 0; 2.3857 2038-39: 0; 2.3077 2039-40: 0; 3.1352 2040-41: 0; 3.0605 2041-42: 0; 2.9853 2042-43: 0; 2.9417 2043-44: 0; 2.8992 2044-45: 0; 3.6862 2045-46: 0; 3.6432 2046-47: 0; 3.5973 2047-48: 0; 3.5611 2048-49: 0; 3.5198 2049-50: 0
13FP | Water delivered unmeasured non-household | 13BL + 13.1FP | Ml/d | 2 | 2019-20: 0; 2020-21: 0; 0 2021-22: 0.030406; 0 2022-23: 0.027042; 0 2023-24: 0.026669; 0 2024-25: 0.016725; -0.061946 2025-26: 0.0090209; 0.52212 2026-27: 0.0089227; 0.40893 2027-28: 0.0088246; 0.20897 2028-29: 0.0087266; -0.061103 2029-30: 0.0086286; 1.3607 2030-31: 0.0085307; 1.1368 2031-32: 0.0084329; 3.2572 2032-33: 0.0083351; 3.0333 2033-34: 0.0082375; 2.8122 2034-35: 0.0082345; 2.6947 2035-36: 0.0082315; 2.5752 2036-37: 0.0082286; 2.4587 2037-38: 0.0082256; 2.3857 2038-39: 0.0082226; 2.3077 2039-40: 0.0082197; 3.1352 2040-41: 0.0082167; 3.0605 2041-42: 0.0082138; 2.9853 2042-43: 0.0082108; 2.9417 2043-44: 0.0082078; 2.8992 2044-45: 0.0082049; 3.6862 2045-46: 0.0082019; 3.6432 2046-47: 0.0081989; 3.5973 2047-48: 0.008196; 3.5611 2048-49: 0.008193; 3.5198 2049-50: 0.0081901
14FP | Water delivered measured household | 14BL + 14.1FP | Ml/d | 2 | 2019-20: 0; 2020-21: 0; 0 2021-22: 3.7484; 0 2022-23: 3.6203; 0 2023-24: 3.5877; 0 2024-25: 3.57; -0.061946 2025-26: 3.5286; 0.52212 2026-27: 3.5334; 0.40893 2027-28: 3.5453; 0.20897 2028-29: 3.503; -0.061103 2029-30: 3.7291; 1.3607 2030-31: 4.1665; 1.1368 2031-32: 4.3068; 3.2572 2032-33: 4.2502; 3.0333 2033-34: 4.1815; 2.8122 2034-35: 4.1143; 2.6947 2035-36: 4.0976; 2.5752 2036-37: 4.082; 2.4587 2037-38: 4.0678; 2.3857 2038-39: 4.0552; 2.3077 2039-40: 4.0403; 3.1352 2040-41: 4.0188; 3.0605 2041-42: 4.0039; 2.9853 2042-43: 3.9908; 2.9417 2043-44: 3.9938; 2.8992 2044-45: 3.9972; 3.6862 2045-46: 4.0006; 3.6432 2046-47: 4.0052; 3.5973 2047-48: 4.0099; 3.5611 2048-49: 4.0154; 3.5198 2049-50: 4.0207
15FP | Water delivered unmeasured household | 15BL + 15.1FP | Ml/d | 2 | 2019-20: 0; 2020-21: 0; 0 2021-22: 1.7848; 0 2022-23: 1.7367; 0 2023-24: 1.598; 0 2024-25: 1.5338; -0.061946 2025-26: 1.4687; 0.52212 2026-27: 1.4389; 0.40893 2027-28: 1.4058; 0.20897 2028-29: 1.3673; -0.061103 2029-30: 1.0028; 1.3607 2030-31: 0.4409; 1.1368 2031-32: 0.22129; 3.2572 2032-33: 0.21808; 3.0333 2033-34: 0.21421; 2.8122 2034-35: 0.21032; 2.6947 2035-36: 0.20749; 2.5752 2036-37: 0.20465; 2.4587 2037-38: 0.20177; 2.3857 2038-39: 0.19892; 2.3077 2039-40: 0.19604; 3.1352 2040-41: 0.19294; 3.0605 2041-42: 0.18963; 2.9853 2042-43: 0.18642; 2.9417 2043-44: 0.1841; 2.8992 2044-45: 0.18179; 3.6862 2045-46: 0.17952; 3.6432 2046-47: 0.17731; 3.5973 2047-48: 0.17509; 3.5611 2048-49: 0.17289; 3.5198 2049-50: 0.17063
16FP | Percentage of consumption driven by climate change | 16BL | % | 1 | 2019-20: 0%; 2020-21: 0%; 0 2021-22: 0%; 0 2022-23: 0.158%; 0 2023-24: 1.2%; 0 2024-25: 1.167%; -0.061946 2025-26: 1.104%; 0.52212 2026-27: 1.059%; 0.40893 2027-28: 1.047%; 0.20897 2028-29: 1.043%; -0.061103 2029-30: 1.171%; 1.3607 2030-31: 1.175%; 1.1368 2031-32: 1.186%; 3.2572 2032-33: 0.9511%; 3.0333 2033-34: 0.9597%; 2.8122 2034-35: 0.9641%; 2.6947 2035-36: 0.9726%; 2.5752 2036-37: 0.9807%; 2.4587 2037-38: 0.9845%; 2.3857 2038-39: 0.9926%; 2.3077 2039-40: 1.001%; 3.1352 2040-41: 1.004%; 3.0605 2041-42: 1.013%; 2.9853 2042-43: 1.019%; 2.9417 2043-44: 1.026%; 2.8992 2044-45: 1.033%; 3.6862 2045-46: 1.041%; 3.6432 2046-47: 1.048%; 3.5973 2047-48: 1.055%; 3.5611 2048-49: 1.062%; 3.5198 2049-50: 1.069%
17FP | Volume of consumption driven by climate change | 16FP * (12FP + sum(13FP:15FP) - sum (23FP:26FP)) | Ml/d | 2 | 2019-20: 0; 2020-21: 0; 0 2021-22: 0; 0 2022-23: 0.013205; 0 2023-24: 0.10026; 0 2024-25: 0.098745; -0.061946 2025-26: 0.093887; 0.52212 2026-27: 0.090161; 0.40893 2027-28: 0.088992; 0.20897 2028-29: 0.087901; -0.061103 2029-30: 0.097175; 1.3607 2030-31: 0.096017; 1.1368 2031-32: 0.095861; 3.2572 2032-33: 0.097972; 3.0333 2033-34: 0.09803; 2.8122 2034-35: 0.097654; 2.6947 2035-36: 0.098213; 2.5752 2036-37: 0.09873; 2.4587 2037-38: 0.098826; 2.3857 2038-39: 0.09956; 2.3077 2039-40: 0.10027; 3.1352 2040-41: 0.10049; 3.0605 2041-42: 0.1012; 2.9853 2042-43: 0.1018; 2.9417 2043-44: 0.10259; 2.8992 2044-45: 0.10339; 3.6862 2045-46: 0.10419; 3.6432 2046-47: 0.10501; 3.5973 2047-48: 0.10583; 3.5611 2048-49: 0.10667; 3.5198 2049-50: 0.1075
18FP | Measured Household - PCC | ((14FP - 25FP) * 1,000,000) / (39FP * 1000) | l/h/d | 1 | 2019-20: #DIV/0!; 2020-21: #DIV/0!; 0 2021-22: 142.6677; 0 2022-23: 138.5709; 0 2023-24: 135.0147; 0 2024-25: 132.7933; -0.061946 2025-26: 130.1886; 0.52212 2026-27: 128.3213; 0.40893 2027-28: 127.0005; 0.20897 2028-29: 124.6356; -0.061103 2029-30: 121.2179; 1.3607 2030-31: 118.7168; 1.1368 2031-32: 116.7129; 3.2572 2032-33: 114.715; 3.0333 2033-34: 112.4262; 2.8122 2034-35: 110.1998; 2.6947 2035-36: 109.3422; 2.5752 2036-37: 108.5364; 2.4587 2037-38: 107.7433; 2.3857 2038-39: 106.9805; 2.3077 2039-40: 106.2053; 3.1352 2040-41: 105.2861; 3.0605 2041-42: 104.518; 2.9853 2042-43: 103.7937; 2.9417 2043-44: 103.4799; 2.8992 2044-45: 103.1708; 3.6862 2045-46: 102.8656; 3.6432 2046-47: 102.5932; 3.5973 2047-48: 102.3053; 3.5611 2048-49: 102.0165; 3.5198 2049-50: 101.7121
19FP | Unmeasured Household - PCC | ((15FP - 26FP) * 1,000,000) / (40FP * 1000) | l/h/d | 1 | 2019-20: #DIV/0!; 2020-21: #DIV/0!; 0 2021-22: 153.0122; 0 2022-23: 157.813; 0 2023-24: 147.4844; 0 2024-25: 145.1959; -0.061946 2025-26: 141.2727; 0.52212 2026-27: 138.5366; 0.40893 2027-28: 135.4776; 0.20897 2028-29: 131.8764; -0.061103 2029-30: 128.8478; 1.3607 2030-31: 126.8502; 1.1368 2031-32: 125.0432; 3.2572 2032-33: 123.2403; 3.0333 2033-34: 121.0584; 2.8122 2034-35: 118.8771; 2.6947 2035-36: 117.3424; 2.5752 2036-37: 115.8084; 2.4587 2037-38: 114.2628; 2.3857 2038-39: 112.7455; 2.3077 2039-40: 111.2156; 3.1352 2040-41: 109.6961; 3.0605 2041-42: 108.1797; 2.9853 2042-43: 106.7268; 2.9417 2043-44: 105.7983; 2.8992 2044-45: 104.8729; 3.6862 2045-46: 103.9684; 3.6432 2046-47: 103.0965; 3.5973 2047-48: 102.2136; 3.5611 2048-49: 101.3341; 3.5198 2049-50: 100.4133
20FP | Average Household - PCC | (((14FP - 25FP) + (15FP - 26FP)) * 1,000,000)/ ((39FP + 40FP) * 1,000) | l/h/d | 1 | 2019-20: #DIV/0!; 2020-21: #DIV/0!; 0 2021-22: 145.7629; 0 2022-23: 144.2038; 0 2023-24: 138.5783; 0 2024-25: 136.2471; -0.061946 2025-26: 133.2214; 0.52212 2026-27: 131.0819; 0.40893 2027-28: 129.266; 0.20897 2028-29: 126.5593; -0.061103 2029-30: 122.7338; 1.3607 2030-31: 119.4352; 1.1368 2031-32: 117.0858; 3.2572 2032-33: 115.0952; 3.0333 2033-34: 112.8097; 2.8122 2034-35: 110.5839; 2.6947 2035-36: 109.6949; 2.5752 2036-37: 108.8556; 2.4587 2037-38: 108.0283; 2.3857 2038-39: 107.2313; 2.3077 2039-40: 106.4223; 3.1352 2040-41: 105.4761; 3.0605 2041-42: 104.6747; 2.9853 2042-43: 103.9183; 2.9417 2043-44: 103.5777; 2.8992 2044-45: 103.2421; 3.6862 2045-46: 102.9114; 3.6432 2046-47: 102.614; 3.5973 2047-48: 102.3016; 3.5611 2048-49: 101.9888; 3.5198 2049-50: 101.6598
21FP | Water taken unbilled | 21BL + 21.1FP | Ml/d | 2 | 2019-20: 0; 2020-21: 0; 0 2021-22: 0.17767; 0 2022-23: 0.18667; 0 2023-24: 0.18655; 0 2024-25: 0.18654; -0.061946 2025-26: 0.18669; 0.52212 2026-27: 0.18654; 0.40893 2027-28: 0.1864; 0.20897 2028-29: 0.1863; -0.061103 2029-30: 0.18622; 1.3607 2030-31: 0.18614; 1.1368 2031-32: 0.18606; 3.2572 2032-33: 0.18598; 3.0333 2033-34: 0.1859; 2.8122 2034-35: 0.18582; 2.6947 2035-36: 0.18574; 2.5752 2036-37: 0.18566; 2.4587 2037-38: 0.18558; 2.3857 2038-39: 0.1855; 2.3077 2039-40: 0.18542; 3.1352 2040-41: 0.18535; 3.0605 2041-42: 0.18527; 2.9853 2042-43: 0.1852; 2.9417 2043-44: 0.18513; 2.8992 2044-45: 0.18505; 3.6862 2045-46: 0.18498; 3.6432 2046-47: 0.18491; 3.5973 2047-48: 0.18484; 3.5611 2048-49: 0.18477; 3.5198 2049-50: 0.18471
22FP | Distribution system operational use | 22BL + 22.1FP | Ml/d | 2 | 2019-20: 0; 2020-21: 0; 0 2021-22: 0.10012; 0 2022-23: 0.10012; 0 2023-24: 0.10012; 0 2024-25: 0.10012; -0.061946 2025-26: 0.10012; 0.52212 2026-27: 0.10012; 0.40893 2027-28: 0.10012; 0.20897 2028-29: 0.10012; -0.061103 2029-30: 0.10012; 1.3607 2030-31: 0.10012; 1.1368 2031-32: 0.10012; 3.2572 2032-33: 0.10012; 3.0333 2033-34: 0.10012; 2.8122 2034-35: 0.10012; 2.6947 2035-36: 0.10012; 2.5752 2036-37: 0.10012; 2.4587 2037-38: 0.10012; 2.3857 2038-39: 0.10012; 2.3077 2039-40: 0.10012; 3.1352 2040-41: 0.10012; 3.0605 2041-42: 0.10012; 2.9853 2042-43: 0.10012; 2.9417 2043-44: 0.10012; 2.8992 2044-45: 0.10012; 3.6862 2045-46: 0.10012; 3.6432 2046-47: 0.10012; 3.5973 2047-48: 0.10012; 3.5611 2048-49: 0.10012; 3.5198 2049-50: 0.10012
23FP | Measured Non Household - USPL | 23BL + 23.1FP | Ml/d | 2 | 2019-20: 0; 2020-21: 0; 0 2021-22: 0.014512; 0 2022-23: 0.0099749; 0 2023-24: 0.0096389; 0 2024-25: 0.0094931; -0.061946 2025-26: 0.0096664; 0.52212 2026-27: 0.0096131; 0.40893 2027-28: 0.0095589; 0.20897 2028-29: 0.0095037; -0.061103 2029-30: 0.0094476; 1.3607 2030-31: 0.0093905; 1.1368 2031-32: 0.0093324; 3.2572 2032-33: 0.0092734; 3.0333 2033-34: 0.0092135; 2.8122 2034-35: 0.0091526; 2.6947 2035-36: 0.0090907; 2.5752 2036-37: 0.0090279; 2.4587 2037-38: 0.0089642; 2.3857 2038-39: 0.0088995; 2.3077 2039-40: 0.0088338; 3.1352 2040-41: 0.0087673; 3.0605 2041-42: 0.0086997; 2.9853 2042-43: 0.0086312; 2.9417 2043-44: 0.0085618; 2.8992 2044-45: 0.0084914; 3.6862 2045-46: 0.00842; 3.6432 2046-47: 0.0083477; 3.5973 2047-48: 0.0082745; 3.5611 2048-49: 0.0082003; 3.5198 2049-50: 0.0081252
24FP | Unmeasured Non Household - USPL | 24BL + 24.1FP | Ml/d | 2 | 2019-20: 0; 2020-21: 0; 0 2021-22: 0.0012461; 0 2022-23: 0.0010329; 0 2023-24: 0.00098031; 0 2024-25: 0.00059066; -0.061946 2025-26: 0.00031546; 0.52212 2026-27: 0.00030893; 0.40893 2027-28: 0.00030248; 0.20897 2028-29: 0.00029609; -0.061103 2029-30: 0.00028978; 1.3607 2030-31: 0.00028353; 1.1368 2031-32: 0.00027735; 3.2572 2032-33: 0.00027123; 3.0333 2033-34: 0.00026519; 2.8122 2034-35: 0.00026223; 2.6947 2035-36: 0.00025926; 2.5752 2036-37: 0.0002563; 2.4587 2037-38: 0.00025334; 2.3857 2038-39: 0.00025038; 2.3077 2039-40: 0.00024741; 3.1352 2040-41: 0.00024445; 3.0605 2041-42: 0.00024149; 2.9853 2042-43: 0.00023853; 2.9417 2043-44: 0.00023556; 2.8992 2044-45: 0.0002326; 3.6862 2045-46: 0.00022964; 3.6432 2046-47: 0.00022668; 3.5973 2047-48: 0.00022371; 3.5611 2048-49: 0.00022075; 3.5198 2049-50: 0.00021779
25FP | Measured Household - USPL | 25BL + 25.1FP | Ml/d | 2 | 2019-20: 0; 2020-21: 0; 0 2021-22: 0.17132; 0 2022-23: 0.088793; 0 2023-24: 0.087316; 0 2024-25: 0.085902; -0.061946 2025-26: 0.086597; 0.52212 2026-27: 0.087192; 0.40893 2027-28: 0.087637; 0.20897 2028-29: 0.087595; -0.061103 2029-30: 0.093461; 1.3607 2030-31: 0.10324; 1.1368 2031-32: 0.10682; 3.2572 2032-33: 0.1063; 3.0333 2033-34: 0.10576; 2.8122 2034-35: 0.10521; 2.6947 2035-36: 0.10463; 2.5752 2036-37: 0.10405; 2.4587 2037-38: 0.10344; 2.3857 2038-39: 0.1028; 2.3077 2039-40: 0.10213; 3.1352 2040-41: 0.10145; 3.0605 2041-42: 0.10074; 2.9853 2042-43: 0.10001; 2.9417 2043-44: 0.099267; 2.8992 2044-45: 0.098504; 3.6862 2045-46: 0.097722; 3.6432 2046-47: 0.096919; 3.5973 2047-48: 0.096091; 3.5611 2048-49: 0.095238; 3.5198 2049-50: 0.094366
26FP | Unmeasured Household - USPL | 26BL + 26.1BL | Ml/d | 2 | 2019-20: 0; 2020-21: 0; 0 2021-22: 0.14667; 0 2022-23: 0.072021; 0 2023-24: 0.067975; 0 2024-25: 0.063548; -0.061946 2025-26: 0.061823; 0.52212 2026-27: 0.061139; 0.40893 2027-28: 0.060456; 0.20897 2028-29: 0.059775; -0.061103 2029-30: 0.044685; 1.3607 2030-31: 0.020244; 1.1368 2031-32: 0.010433; 3.2572 2032-33: 0.010295; 3.0333 2033-34: 0.010158; 2.8122 2034-35: 0.010022; 2.6947 2035-36: 0.0098862; 2.5752 2036-37: 0.0097508; 2.4587 2037-38: 0.009616; 2.3857 2038-39: 0.0094816; 2.3077 2039-40: 0.0093478; 3.1352 2040-41: 0.0092038; 3.0605 2041-42: 0.0090606; 2.9853 2042-43: 0.0089182; 2.9417 2043-44: 0.0087766; 2.8992 2044-45: 0.0086357; 3.6862 2045-46: 0.0084956; 3.6432 2046-47: 0.0083563; 3.5973 2047-48: 0.0082177; 3.5611 2048-49: 0.00808; 3.5198 2049-50: 0.007943
27FP | Void Properties - USPL | 27BL + 27.1FP | Ml/d | 2 | 2019-20: 0; 2020-21: 0; 0 2021-22: 0.021789; 0 2022-23: 0.012793; 0 2023-24: 0.012906; 0 2024-25: 0.012918; -0.061946 2025-26: 0.012766; 0.52212 2026-27: 0.012918; 0.40893 2027-28: 0.013059; 0.20897 2028-29: 0.013157; -0.061103 2029-30: 0.01324; 1.3607 2030-31: 0.013319; 1.1368 2031-32: 0.013399; 3.2572 2032-33: 0.01348; 3.0333 2033-34: 0.013561; 2.8122 2034-35: 0.013641; 2.6947 2035-36: 0.013722; 2.5752 2036-37: 0.013802; 2.4587 2037-38: 0.013882; 2.3857 2038-39: 0.013959; 2.3077 2039-40: 0.014036; 3.1352 2040-41: 0.014112; 3.0605 2041-42: 0.014187; 2.9853 2042-43: 0.01426; 2.9417 2043-44: 0.014334; 2.8992 2044-45: 0.014407; 3.6862 2045-46: 0.014479; 3.6432 2046-47: 0.01455; 3.5973 2047-48: 0.014619; 3.5611 2048-49: 0.014687; 3.5198 2049-50: 0.014754
28FP | Distribution losses | 28BL + 28.1FP | Ml/d | 2 | 2019-20: 0; 2020-21: 0; 0 2021-22: 1.575; 0 2022-23: 1.4901; 0 2023-24: 1.4305; 0 2024-25: 1.3713; -0.061946 2025-26: 1.3569; 0.52212 2026-27: 1.3413; 0.40893 2027-28: 1.3257; 0.20897 2028-29: 1.3108; -0.061103 2029-30: 1.3043; 1.3607 2030-31: 1.3033; 1.1368 2031-32: 1.2938; 3.2572 2032-33: 1.2788; 3.0333 2033-34: 1.2638; 2.8122 2034-35: 1.2488; 2.6947 2035-36: 1.2338; 2.5752 2036-37: 1.2188; 2.4587 2037-38: 1.2039; 2.3857 2038-39: 1.189; 2.3077 2039-40: 1.1741; 3.1352 2040-41: 1.1593; 3.0605 2041-42: 1.1444; 2.9853 2042-43: 1.1296; 2.9417 2043-44: 1.1149; 2.8992 2044-45: 1.1001; 3.6862 2045-46: 1.0854; 3.6432 2046-47: 1.0706; 3.5973 2047-48: 1.0559; 3.5611 2048-49: 1.0413; 3.5198 2049-50: 1.0266
29FP | Total Leakage | sum (23FP:28FP) | Ml/d | 2 | 2019-20: 0; 2020-21: 0; 0 2021-22: 1.9305; 0 2022-23: 1.6748; 0 2023-24: 1.6093; 0 2024-25: 1.5438; -0.061946 2025-26: 1.5281; 0.52212 2026-27: 1.5124; 0.40893 2027-28: 1.4968; 0.20897 2028-29: 1.4811; -0.061103 2029-30: 1.4654; 1.3607 2030-31: 1.4498; 1.1368 2031-32: 1.4341; 3.2572 2032-33: 1.4184; 3.0333 2033-34: 1.4027; 2.8122 2034-35: 1.3871; 2.6947 2035-36: 1.3714; 2.5752 2036-37: 1.3557; 2.4587 2037-38: 1.3401; 2.3857 2038-39: 1.3244; 2.3077 2039-40: 1.3087; 3.1352 2040-41: 1.293; 3.0605 2041-42: 1.2774; 2.9853 2042-43: 1.2617; 2.9417 2043-44: 1.246; 2.8992 2044-45: 1.2304; 3.6862 2045-46: 1.2147; 3.6432 2046-47: 1.199; 3.5973 2047-48: 1.1834; 3.5611 2048-49: 1.1677; 3.5198 2049-50: 1.152
30FP | Leakage/property | (29FP * 1,000,000) / (36FP * 1,000) | l/prop/d | 2 | 2019-20: #DIV/0!; 2020-21: #DIV/0!; 0 2021-22: 97.9111; 0 2022-23: 83.8869; 0 2023-24: 79.7486; 0 2024-25: 75.7795; -0.061946 2025-26: 74.4109; 0.52212 2026-27: 72.6206; 0.40893 2027-28: 70.9567; 0.20897 2028-29: 69.628; -0.061103 2029-30: 68.4094; 1.3607 2030-31: 67.2153; 1.1368 2031-32: 66.0527; 3.2572 2032-33: 64.9093; 3.0333 2033-34: 63.7831; 2.8122 2034-35: 62.6716; 2.6947 2035-36: 61.5767; 2.5752 2036-37: 60.4955; 2.4587 2037-38: 59.4319; 2.3857 2038-39: 58.3911; 2.3077 2039-40: 57.3662; 3.1352 2040-41: 56.3575; 3.0605 2041-42: 55.3673; 2.9853 2042-43: 54.3942; 2.9417 2043-44: 53.4318; 2.8992 2044-45: 52.4827; 3.6862 2045-46: 51.5466; 3.6432 2046-47: 50.625; 3.5973 2047-48: 49.7194; 3.5611 2048-49: 48.8288; 3.5198 2049-50: 47.9513
31FP | Measured Non Household - properties | Input | 000's | 2 | 0 2021-22: 1.549; 0 2022-23: 1.4992; 0 2023-24: 1.5077; 0 2024-25: 1.5478; -0.061946 2025-26: 1.5923; 0.52212 2026-27: 1.5999; 0.40893 2027-28: 1.6075; 0.20897 2028-29: 1.6151; -0.061103 2029-30: 1.6228; 1.3607 2030-31: 1.6304; 1.1368 2031-32: 1.638; 3.2572 2032-33: 1.6457; 3.0333 2033-34: 1.6533; 2.8122 2034-35: 1.6609; 2.6947 2035-36: 1.6685; 2.5752 2036-37: 1.6762; 2.4587 2037-38: 1.6838; 2.3857 2038-39: 1.6914; 2.3077 2039-40: 1.699; 3.1352 2040-41: 1.7067; 3.0605 2041-42: 1.7143; 2.9853 2042-43: 1.7219; 2.9417 2043-44: 1.7296; 2.8992 2044-45: 1.7372; 3.6862 2045-46: 1.7448; 3.6432 2046-47: 1.7524; 3.5973 2047-48: 1.7601; 3.5611 2048-49: 1.7677; 3.5198 2049-50: 1.7753
32FP | Unmeasured Non Household - properties | Input | 000's | 2 | 0 2021-22: 0.081; 0 2022-23: 0.072246; 0 2023-24: 0.071357; 0 2024-25: 0.044818; -0.061946 2025-26: 0.024182; 0.52212 2026-27: 0.023927; 0.40893 2027-28: 0.023673; 0.20897 2028-29: 0.023418; -0.061103 2029-30: 0.023163; 1.3607 2030-31: 0.022909; 1.1368 2031-32: 0.022654; 3.2572 2032-33: 0.0224; 3.0333 2033-34: 0.022145; 2.8122 2034-35: 0.022145; 2.6947 2035-36: 0.022145; 2.5752 2036-37: 0.022145; 2.4587 2037-38: 0.022145; 2.3857 2038-39: 0.022145; 2.3077 2039-40: 0.022145; 3.1352 2040-41: 0.022145; 3.0605 2041-42: 0.022145; 2.9853 2042-43: 0.022145; 2.9417 2043-44: 0.022145; 2.8992 2044-45: 0.022145; 3.6862 2045-46: 0.022145; 3.6432 2046-47: 0.022145; 3.5973 2047-48: 0.022145; 3.5611 2048-49: 0.022145; 3.5198 2049-50: 0.022145
33FP | All void non-households - properties | Input | 000's | 2 | 0 2021-22: 0.215; 0 2022-23: 0.28115; 0 2023-24: 0.28216; 0 2024-25: 0.27709; -0.061946 2025-26: 0.26189; 0.52212 2026-27: 0.26311; 0.40893 2027-28: 0.26432; 0.20897 2028-29: 0.26553; -0.061103 2029-30: 0.26675; 1.3607 2030-31: 0.26796; 1.1368 2031-32: 0.26917; 3.2572 2032-33: 0.27039; 3.0333 2033-34: 0.2716; 2.8122 2034-35: 0.27284; 2.6947 2035-36: 0.27408; 2.5752 2036-37: 0.27532; 2.4587 2037-38: 0.27657; 2.3857 2038-39: 0.27781; 2.3077 2039-40: 0.27905; 3.1352 2040-41: 0.28029; 3.0605 2041-42: 0.28153; 2.9853 2042-43: 0.28277; 2.9417 2043-44: 0.28402; 2.8992 2044-45: 0.28526; 3.6862 2045-46: 0.2865; 3.6432 2046-47: 0.28774; 3.5973 2047-48: 0.28898; 3.5611 2048-49: 0.29022; 3.5198 2049-50: 0.29147
34FP | Measured households - properties (excl. void) | Year before + sum (34.1BL:34.6BL) | 000's | 2 | 0 2021-22: 12.181; 0 2022-23: 12.4945; 0 2023-24: 12.7836; 0 2024-25: 13.0878; -0.061946 2025-26: 13.3211; 0.52212 2026-27: 13.5979; 0.40893 2027-28: 13.8524; 0.20897 2028-29: 14.0198; -0.061103 2029-30: 15.3123; 1.3607 2030-31: 17.3832; 1.1368 2031-32: 18.2964; 3.2572 2032-33: 18.4265; 3.0333 2033-34: 18.5559; 2.8122 2034-35: 18.6847; 2.6947 2035-36: 18.8127; 2.5752 2036-37: 18.9406; 2.4587 2037-38: 19.0669; 2.3857 2038-39: 19.1896; 2.3077 2039-40: 19.3108; 3.1352 2040-41: 19.4312; 3.0605 2041-42: 19.5487; 2.9853 2042-43: 19.6637; 2.9417 2043-44: 19.7786; 2.8992 2044-45: 19.8921; 3.6862 2045-46: 20.0043; 3.6432 2046-47: 20.1142; 3.5973 2047-48: 20.221; 3.5611 2048-49: 20.3249; 3.5198 2049-50: 20.4265
34.1FP | New build properties - properties | Input (new builds in each year) | 000's | 2 | 0 2021-22: 0.25; 0 2022-23: 0.24503; 0 2023-24: 0.21127; 0 2024-25: 0.1892; -0.061946 2025-26: 0.16007; 0.52212 2026-27: 0.28645; 0.40893 2027-28: 0.26348; 0.20897 2028-29: 0.17343; -0.061103 2029-30: 0.14609; 1.3607 2030-31: 0.14367; 1.1368 2031-32: 0.13864; 3.2572 2032-33: 0.13727; 3.0333 2033-34: 0.13642; 2.8122 2034-35: 0.13595; 2.6947 2035-36: 0.13502; 2.5752 2036-37: 0.13495; 2.4587 2037-38: 0.13335; 2.3857 2038-39: 0.12951; 2.3077 2039-40: 0.12946; 3.1352 2040-41: 0.12763; 3.0605 2041-42: 0.12368; 2.9853 2042-43: 0.12104; 2.9417 2043-44: 0.12086; 2.8992 2044-45: 0.11955; 3.6862 2045-46: 0.11811; 3.6432 2046-47: 0.11583; 3.5973 2047-48: 0.11259; 3.5611 2048-49: 0.10954; 3.5198 2049-50: 0.10724
34.2FP | Meter optants - properties | Input (meter optants in each year) | 000's | 2 | 0 2021-22: 0; 0 2022-23: 0.081198; 0 2023-24: 0.089; 0 2024-25: 0.127; -0.061946 2025-26: 0.0835; 0.52212 2026-27: 0.002; 0.40893 2027-28: 0.002; 0.20897 2028-29: 0.002; -0.061103 2029-30: 0.002; 1.3607 2030-31: 0.001; 1.1368 2031-32: 0; 3.2572 2032-33: 0; 3.0333 2033-34: 0; 2.8122 2034-35: 0; 2.6947 2035-36: 0; 2.5752 2036-37: 0; 2.4587 2037-38: 0; 2.3857 2038-39: 0; 2.3077 2039-40: 0; 3.1352 2040-41: 0; 3.0605 2041-42: 0; 2.9853 2042-43: 0; 2.9417 2043-44: 0; 2.8992 2044-45: 0; 3.6862 2045-46: 0; 3.6432 2046-47: 0; 3.5973 2047-48: 0; 3.5611 2048-49: 0; 3.5198 2049-50: 0
34.3FP | Compulsory metering - properties | Input (compulsory meters in each year) | 000's | 2 | 0 2021-22: 0; 0 2022-23: 0; 0 2023-24: 0; 0 2024-25: 0; -0.061946 2025-26: 0; 0.52212 2026-27: 0; 0.40893 2027-28: 0; 0.20897 2028-29: 0; -0.061103 2029-30: 1.19; 1.3607 2030-31: 1.9975; 1.1368 2031-32: 0.8075; 3.2572 2032-33: 0; 3.0333 2033-34: 0; 2.8122 2034-35: 0; 2.6947 2035-36: 0; 2.5752 2036-37: 0; 2.4587 2037-38: 0; 2.3857 2038-39: 0; 2.3077 2039-40: 0; 3.1352 2040-41: 0.001; 3.0605 2041-42: 0.002; 2.9853 2042-43: 0.002; 2.9417 2043-44: 0.002; 2.8992 2044-45: 0.002; 3.6862 2045-46: 0.002; 3.6432 2046-47: 0.002; 3.5973 2047-48: 0.002; 3.5611 2048-49: 0.002; 3.5198 2049-50: 0.002
34.4FP | Metering on change of occupancy - properties | Input (change of occupancy meters in each year) | 000's | 2 | 0 2021-22: 0; 0 2022-23: 0; 0 2023-24: 0; 0 2024-25: 0; -0.061946 2025-26: 0; 0.52212 2026-27: 0; 0.40893 2027-28: 0; 0.20897 2028-29: 0; -0.061103 2029-30: 0; 1.3607 2030-31: 0; 1.1368 2031-32: 0; 3.2572 2032-33: 0; 3.0333 2033-34: 0; 2.8122 2034-35: 0; 2.6947 2035-36: 0; 2.5752 2036-37: 0; 2.4587 2037-38: 0; 2.3857 2038-39: 0; 2.3077 2039-40: 0; 3.1352 2040-41: 0; 3.0605 2041-42: 0; 2.9853 2042-43: 0; 2.9417 2043-44: 0; 2.8992 2044-45: 0; 3.6862 2045-46: 0; 3.6432 2046-47: 0; 3.5973 2047-48: 0; 3.5611 2048-49: 0; 3.5198 2049-50: 0
34.5FP | Selective metering - properties | Input (selective meters in each year) | 000's | 2 | 0 2021-22: 0; 0 2022-23: 0.00021; 0 2023-24: 0.00042; 0 2024-25: 0.00021; -0.061946 2025-26: 0; 0.52212 2026-27: 0; 0.40893 2027-28: 0; 0.20897 2028-29: 0; -0.061103 2029-30: 1.19; 1.3607 2030-31: 1.9975; 1.1368 2031-32: 0.8075; 3.2572 2032-33: 0; 3.0333 2033-34: 0; 2.8122 2034-35: 0; 2.6947 2035-36: 0; 2.5752 2036-37: 0; 2.4587 2037-38: 0; 2.3857 2038-39: 0; 2.3077 2039-40: 0; 3.1352 2040-41: 0.001; 3.0605 2041-42: 0.002; 2.9853 2042-43: 0.002; 2.9417 2043-44: 0.002; 2.8992 2044-45: 0.002; 3.6862 2045-46: 0.002; 3.6432 2046-47: 0.002; 3.5973 2047-48: 0.002; 3.5611 2048-49: 0.002; 3.5198 2049-50: 0.002
34.6FP | Other changes to existing metering - properties | Input (other changes to meters in each year) | 000's | 2 | 0 2021-22: 0; 0 2022-23: -0.012909; 0 2023-24: -0.01167; 0 2024-25: -0.012173; -0.061946 2025-26: -0.010254; 0.52212 2026-27: -0.011689; 0.40893 2027-28: -0.010955; 0.20897 2028-29: -0.0080748; -0.061103 2029-30: -1.2355; 1.3607 2030-31: -2.0687; 1.1368 2031-32: -0.8405; 3.2572 2032-33: -0.0071281; 3.0333 2033-34: -0.007101; 2.8122 2034-35: -0.0070859; 2.6947 2035-36: -0.0070562; 2.5752 2036-37: -0.007054; 2.4587 2037-38: -0.0070027; 2.3857 2038-39: -0.0068798; 2.3077 2039-40: -0.0082472; 3.1352 2040-41: -0.0092209; 3.0605 2041-42: -0.010126; 2.9853 2042-43: -0.010042; 2.9417 2043-44: -0.010036; 2.8992 2044-45: -0.0099943; 3.6862 2045-46: -0.0099483; 3.6432 2046-47: -0.0098755; 3.5973 2047-48: -0.0097717; 3.5611 2048-49: -0.0096743; 3.5198 2049-50: -0.0096006
34.7FP | Measured household void properties | Input | 000's | 2 | 0 2021-22: 0.402; 0 2022-23: 0.41279; 0 2023-24: 0.42234; 0 2024-25: 0.43239; -0.061946 2025-26: 0.4401; 0.52212 2026-27: 0.44924; 0.40893 2027-28: 0.45765; 0.20897 2028-29: 0.46318; -0.061103 2029-30: 0.50588; 1.3607 2030-31: 0.5743; 1.1368 2031-32: 0.60447; 3.2572 2032-33: 0.60877; 3.0333 2033-34: 0.61304; 2.8122 2034-35: 0.6173; 2.6947 2035-36: 0.62152; 2.5752 2036-37: 0.62575; 2.4587 2037-38: 0.62992; 2.3857 2038-39: 0.63397; 2.3077 2039-40: 0.63798; 3.1352 2040-41: 0.64196; 3.0605 2041-42: 0.64584; 2.9853 2042-43: 0.64964; 2.9417 2043-44: 0.65343; 2.8992 2044-45: 0.65718; 3.6862 2045-46: 0.66089; 3.6432 2046-47: 0.66452; 3.5973 2047-48: 0.66805; 3.5611 2048-49: 0.67148; 3.5198 2049-50: 0.67484
35FP | Unmeasured households - properties (excl. void) | Input | 000's | 2 | 0 2021-22: 5.119; 0 2022-23: 5.0374; 0 2023-24: 4.9479; 0 2024-25: 4.8219; -0.061946 2025-26: 4.7392; 0.52212 2026-27: 4.7353; 0.40893 2027-28: 4.7314; 0.20897 2028-29: 4.7276; -0.061103 2029-30: 3.5719; 1.3607 2030-31: 1.6357; 1.1368 2031-32: 0.85218; 3.2572 2032-33: 0.85024; 3.0333 2033-34: 0.84831; 2.8122 2034-35: 0.84637; 2.6947 2035-36: 0.84444; 2.5752 2036-37: 0.8425; 2.4587 2037-38: 0.84056; 2.3857 2038-39: 0.83863; 2.3077 2039-40: 0.83669; 3.1352 2040-41: 0.83379; 3.0605 2041-42: 0.83089; 2.9853 2042-43: 0.82798; 2.9417 2043-44: 0.82508; 2.8992 2044-45: 0.82217; 3.6862 2045-46: 0.81927; 3.6432 2046-47: 0.81637; 3.5973 2047-48: 0.81346; 3.5611 2048-49: 0.81056; 3.5198 2049-50: 0.80766
35.1FP | Unmeasured household void properties | Input | 000's | 2 | 0 2021-22: 0.17; 0 2022-23: 0.16719; 0 2023-24: 0.16422; 0 2024-25: 0.16004; -0.061946 2025-26: 0.15729; 0.52212 2026-27: 0.15717; 0.40893 2027-28: 0.15704; 0.20897 2028-29: 0.15691; -0.061103 2029-30: 0.11855; 1.3607 2030-31: 0.054288; 1.1368 2031-32: 0.028284; 3.2572 2032-33: 0.02822; 3.0333 2033-34: 0.028155; 2.8122 2034-35: 0.028091; 2.6947 2035-36: 0.028027; 2.5752 2036-37: 0.027963; 2.4587 2037-38: 0.027898; 2.3857 2038-39: 0.027834; 2.3077 2039-40: 0.02777; 3.1352 2040-41: 0.027674; 3.0605 2041-42: 0.027577; 2.9853 2042-43: 0.027481; 2.9417 2043-44: 0.027384; 2.8992 2044-45: 0.027288; 3.6862 2045-46: 0.027192; 3.6432 2046-47: 0.027095; 3.5973 2047-48: 0.026999; 3.5611 2048-49: 0.026903; 3.5198 2049-50: 0.026806
36FP | Total Resource Zone Properties (incl. voids) | sum (31FP:34FP) + 34.7FP + 35BL + 35.1BL | 000's | 2 | 2019-20: 0; 2020-21: 0; 0 2021-22: 19.717; 0 2022-23: 19.9645; 0 2023-24: 20.1792; 0 2024-25: 20.3719; -0.061946 2025-26: 20.536; 0.52212 2026-27: 20.8265; 0.40893 2027-28: 21.094; 0.20897 2028-29: 21.2715; -0.061103 2029-30: 21.4214; 1.3607 2030-31: 21.5688; 1.1368 2031-32: 21.7112; 3.2572 2032-33: 21.8522; 3.0333 2033-34: 21.9924; 2.8122 2034-35: 22.1324; 2.6947 2035-36: 22.2714; 2.5752 2036-37: 22.4104; 2.4587 2037-38: 22.5478; 2.3857 2038-39: 22.6814; 2.3077 2039-40: 22.8134; 3.1352 2040-41: 22.9437; 3.0605 2041-42: 23.071; 2.9853 2042-43: 23.1957; 2.9417 2043-44: 23.3202; 2.8992 2044-45: 23.4433; 3.6862 2045-46: 23.5651; 3.6432 2046-47: 23.6845; 3.5973 2047-48: 23.8007; 3.5611 2048-49: 23.9139; 3.5198 2049-50: 24.0248
37FP | Measured Non Household - Population | Input | 000's | 2 | 0 2021-22: 0.75005; 0 2022-23: 0.76485; 0 2023-24: 0.77913; 0 2024-25: 0.79403; -0.061946 2025-26: 0.80531; 0.52212 2026-27: 0.81993; 0.40893 2027-28: 0.83737; 0.20897 2028-29: 0.85359; -0.061103 2029-30: 0.8698; 1.3607 2030-31: 0.88423; 1.1368 2031-32: 0.90659; 3.2572 2032-33: 0.92847; 3.0333 2033-34: 0.94529; 2.8122 2034-35: 0.95963; 2.6947 2035-36: 0.97167; 2.5752 2036-37: 0.9836; 2.4587 2037-38: 0.99493; 2.3857 2038-39: 1.0068; 2.3077 2039-40: 1.0178; 3.1352 2040-41: 1.0298; 3.0605 2041-42: 1.0426; 2.9853 2042-43: 1.0571; 2.9417 2043-44: 1.0729; 2.8992 2044-45: 1.0897; 3.6862 2045-46: 1.1081; 3.6432 2046-47: 1.1268; 3.5973 2047-48: 1.1451; 3.5611 2048-49: 1.1635; 3.5198 2049-50: 1.1819
38FP | Unmeasured Non Household - Population | Input | 000's | 2 | 0 2021-22: 0; 0 2022-23: 0; 0 2023-24: 0; 0 2024-25: 0; -0.061946 2025-26: 0; 0.52212 2026-27: 0; 0.40893 2027-28: 0; 0.20897 2028-29: 0; -0.061103 2029-30: 0; 1.3607 2030-31: 0; 1.1368 2031-32: 0; 3.2572 2032-33: 0; 3.0333 2033-34: 0; 2.8122 2034-35: 0; 2.6947 2035-36: 0; 2.5752 2036-37: 0; 2.4587 2037-38: 0; 2.3857 2038-39: 0; 2.3077 2039-40: 0; 3.1352 2040-41: 0; 3.0605 2041-42: 0; 2.9853 2042-43: 0; 2.9417 2043-44: 0; 2.8992 2044-45: 0; 3.6862 2045-46: 0; 3.6432 2046-47: 0; 3.5973 2047-48: 0; 3.5611 2048-49: 0; 3.5198 2049-50: 0
39FP | Measured Household - Population | Input | 000's | 2 | 0 2021-22: 25.073; 0 2022-23: 25.4853; 0 2023-24: 25.9262; 0 2024-25: 26.2371; -0.061946 2025-26: 26.4385; 0.52212 2026-27: 26.8559; 0.40893 2027-28: 27.2258; 0.20897 2028-29: 27.4032; -0.061103 2029-30: 29.9924; 1.3607 2030-31: 34.2268; 1.1368 2031-32: 35.9855; 3.2572 2032-33: 36.1233; 3.0333 2033-34: 36.2522; 2.8122 2034-35: 36.3804; 2.6947 2035-36: 36.518; 2.5752 2036-37: 36.6508; 2.4587 2037-38: 36.7948; 2.3857 2038-39: 36.9452; 2.3077 2039-40: 37.0805; 3.1352 2040-41: 37.207; 3.0605 2041-42: 37.3446; 2.9853 2042-43: 37.4862; 2.9417 2043-44: 37.6355; 2.8992 2044-45: 37.7892; 3.6862 2045-46: 37.9418; 3.6432 2046-47: 38.0948; 3.5973 2047-48: 38.2563; 3.5611 2048-49: 38.4269; 3.5198 2049-50: 38.6027
40FP | Unmeasured Household - Population | Input | 000's | 2 | 0 2021-22: 10.7056; 0 2022-23: 10.5485; 0 2023-24: 10.374; 0 2024-25: 10.1261; -0.061946 2025-26: 9.9589; 0.52212 2026-27: 9.9449; 0.40893 2027-28: 9.9301; 0.20897 2028-29: 9.9145; -0.061103 2029-30: 7.4364; 1.3607 2030-31: 3.3162; 1.1368 2031-32: 1.6863; 3.2572 2032-33: 1.686; 3.0333 2033-34: 1.6856; 2.8122 2034-35: 1.6849; 2.6947 2035-36: 1.684; 2.5752 2036-37: 1.683; 2.4587 2037-38: 1.6817; 2.3857 2038-39: 1.6803; 2.3077 2039-40: 1.6787; 3.1352 2040-41: 1.675; 3.0605 2041-42: 1.6691; 2.9853 2042-43: 1.6632; 2.9417 2043-44: 1.6572; 2.8992 2044-45: 1.6511; 3.6862 2045-46: 1.645; 3.6432 2046-47: 1.6388; 3.5973 2047-48: 1.6326; 3.5611 2048-49: 1.6264; 3.5198 2049-50: 1.6202
41FP | Total Resource Zone Population | sum (37FP:40FP) | 000's | 2 | 2019-20: 0; 2020-21: 0; 0 2021-22: 36.5286; 0 2022-23: 36.7986; 0 2023-24: 37.0793; 0 2024-25: 37.1572; -0.061946 2025-26: 37.2027; 0.52212 2026-27: 37.6207; 0.40893 2027-28: 37.9933; 0.20897 2028-29: 38.1713; -0.061103 2029-30: 38.2986; 1.3607 2030-31: 38.4272; 1.1368 2031-32: 38.5784; 3.2572 2032-33: 38.7379; 3.0333 2033-34: 38.8831; 2.8122 2034-35: 39.0249; 2.6947 2035-36: 39.1737; 2.5752 2036-37: 39.3173; 2.4587 2037-38: 39.4714; 2.3857 2038-39: 39.6323; 2.3077 2039-40: 39.777; 3.1352 2040-41: 39.9117; 3.0605 2041-42: 40.0564; 2.9853 2042-43: 40.2065; 2.9417 2043-44: 40.3655; 2.8992 2044-45: 40.53; 3.6862 2045-46: 40.6948; 3.6432 2046-47: 40.8604; 3.5973 2047-48: 41.034; 3.5611 2048-49: 41.2168; 3.5198 2049-50: 41.4047
42FP | Average household occupancy rate (excl. voids) | (39FP + 40FP) / (34FP + 35FP) | h/prop | 1 | 2019-20: #DIV/0!; 2020-21: #DIV/0!; 0 2021-22: 2.0681; 0 2022-23: 2.0553; 0 2023-24: 2.0472; 0 2024-25: 2.0304; -0.061946 2025-26: 2.0153; 0.52212 2026-27: 2.0073; 0.40893 2027-28: 1.9994; 0.20897 2028-29: 1.9906; -0.061103 2029-30: 1.982; 1.3607 2030-31: 1.974; 1.1368 2031-32: 1.9673; 3.2572 2032-33: 1.9614; 3.0333 2033-34: 1.9551; 2.8122 2034-35: 1.949; 2.6947 2035-36: 1.9434; 2.5752 2036-37: 1.9377; 2.4587 2037-38: 1.9328; 2.3857 2038-39: 1.9286; 2.3077 2039-40: 1.9238; 3.1352 2040-41: 1.9187; 3.0605 2041-42: 1.9144; 2.9853 2042-43: 1.9105; 2.9417 2043-44: 1.9071; 2.8992 2044-45: 1.904; 3.6862 2045-46: 1.9011; 3.6432 2046-47: 1.8984; 3.5973 2047-48: 1.8964; 3.5611 2048-49: 1.8951; 3.5198 2049-50: 1.8942
43FP | Total Household Metering penetration (excl. voids) | 34FP / (34FP + 35FP) | % | 1 | 2019-20: #DIV/0!; 2020-21: #DIV/0!; 0 2021-22: 70.41%; 0 2022-23: 71.27%; 0 2023-24: 72.1%; 0 2024-25: 73.08%; -0.061946 2025-26: 73.76%; 0.52212 2026-27: 74.17%; 0.40893 2027-28: 74.54%; 0.20897 2028-29: 74.78%; -0.061103 2029-30: 81.09%; 1.3607 2030-31: 91.4%; 1.1368 2031-32: 95.55%; 3.2572 2032-33: 95.59%; 3.0333 2033-34: 95.63%; 2.8122 2034-35: 95.67%; 2.6947 2035-36: 95.7%; 2.5752 2036-37: 95.74%; 2.4587 2037-38: 95.78%; 2.3857 2038-39: 95.81%; 2.3077 2039-40: 95.85%; 3.1352 2040-41: 95.89%; 3.0605 2041-42: 95.92%; 2.9853 2042-43: 95.96%; 2.9417 2043-44: 96%; 2.8992 2044-45: 96.03%; 3.6862 2045-46: 96.07%; 3.6432 2046-47: 96.1%; 3.5973 2047-48: 96.13%; 3.5611 2048-49: 96.16%; 3.5198 2049-50: 96.2%
44FP | Total Household Metering penetration (incl. voids) | (34FP) / (34FP + 34.7FP + 35FP + 35.1FP) | % | 1 | 2019-20: #DIV/0!; 2020-21: #DIV/0!; 0 2021-22: 68.16%; 0 2022-23: 68.99%; 0 2023-24: 69.79%; 0 2024-25: 70.74%; -0.061946 2025-26: 71.4%; 0.52212 2026-27: 71.8%; 0.40893 2027-28: 72.15%; 0.20897 2028-29: 72.39%; -0.061103 2029-30: 78.49%; 1.3607 2030-31: 88.48%; 1.1368 2031-32: 92.49%; 3.2572 2032-33: 92.53%; 3.0333 2033-34: 92.57%; 2.8122 2034-35: 92.61%; 2.6947 2035-36: 92.64%; 2.5752 2036-37: 92.68%; 2.4587 2037-38: 92.71%; 2.3857 2038-39: 92.75%; 2.3077 2039-40: 92.78%; 3.1352 2040-41: 92.82%; 3.0605 2041-42: 92.85%; 2.9853 2042-43: 92.89%; 2.9417 2043-44: 92.92%; 2.8992 2044-45: 92.96%; 3.6862 2045-46: 92.99%; 3.6432 2046-47: 93.03%; 3.5973 2047-48: 93.06%; 3.5611 2048-49: 93.09%; 3.5198 2049-50: 93.12%
45FP | Distribution input | sum (12FP:15FP) + 21FP + 22FP + 27FP + 28FP | Ml/d | 2 | 2019-20: 0; 2020-21: 0; 0 2021-22: 10.7929; 0 2022-23: 10.3182; 0 2023-24: 10.2509; 0 2024-25: 10.2895; -0.061946 2025-26: 10.3158; 0.52212 2026-27: 10.3155; 0.40893 2027-28: 10.2837; 0.20897 2028-29: 10.1922; -0.061103 2029-30: 10.0488; 1.3607 2030-31: 9.9092; 1.1368 2031-32: 9.8055; 3.2572 2032-33: 12.0056; 3.0333 2033-34: 11.9032; 2.8122 2034-35: 11.8024; 2.6947 2035-36: 11.7548; 2.5752 2036-37: 11.7084; 2.4587 2037-38: 11.6635; 2.3857 2038-39: 11.6405; 2.3077 2039-40: 11.6151; 3.1352 2040-41: 11.583; 3.0605 2041-42: 11.5573; 2.9853 2042-43: 11.5334; 2.9417 2043-44: 11.5262; 2.8992 2044-45: 11.5196; 3.6862 2045-46: 11.5128; 3.6432 2046-47: 11.5072; 3.5973 2047-48: 11.5017; 3.5611 2048-49: 11.497; 3.5198 2049-50: 11.4921
46FP | Target headroom (climate change component) | Input | Ml/d | 2 | 0 2021-22: -0.00025622; 0 2022-23: 0.012958; 0 2023-24: 0.077047; 0 2024-25: 0.07535; -0.061946 2025-26: 0.07122; 0.52212 2026-27: 0.070814; 0.40893 2027-28: 0.068578; 0.20897 2028-29: 0.069509; -0.061103 2029-30: 0.076423; 1.3607 2030-31: 0.077585; 1.1368 2031-32: 0.078861; 3.2572 2032-33: 0.08085; 3.0333 2033-34: 0.079938; 2.8122 2034-35: 0.080078; 2.6947 2035-36: 0.083355; 2.5752 2036-37: 0.083628; 2.4587 2037-38: 0.083793; 2.3857 2038-39: 0.085858; 2.3077 2039-40: 0.086185; 3.1352 2040-41: 0.086531; 3.0605 2041-42: 0.089349; 2.9853 2042-43: 0.08817; 2.9417 2043-44: 0.088771; 2.8992 2044-45: 0.090335; 3.6862 2045-46: 0.092694; 3.6432 2046-47: 0.091328; 3.5973 2047-48: 0.094014; 3.5611 2048-49: 0.094915; 3.5198 2049-50: 0.095749
47FP | Target headroom (All other components) | Input | Ml/d | 2 | 0 2021-22: 0.20337; 0 2022-23: 0.19491; 0 2023-24: 0.19418; 0 2024-25: 0.19599; -0.061946 2025-26: 0.19596; 0.52212 2026-27: 0.18585; 0.40893 2027-28: 0.17895; 0.20897 2028-29: 0.17127; -0.061103 2029-30: 0.16422; 1.3607 2030-31: 0.15107; 1.1368 2031-32: 0.14389; 3.2572 2032-33: 0.16696; 3.0333 2033-34: 0.16119; 2.8122 2034-35: 0.15443; 2.6947 2035-36: 0.14798; 2.5752 2036-37: 0.1414; 2.4587 2037-38: 0.13676; 2.3857 2038-39: 0.13199; 2.3077 2039-40: 0.12538; 3.1352 2040-41: 0.11969; 3.0605 2041-42: 0.11408; 2.9853 2042-43: 0.11041; 2.9417 2043-44: 0.10571; 2.8992 2044-45: 0.10092; 3.6862 2045-46: 0.094568; 3.6432 2046-47: 0.090986; 3.5973 2047-48: 0.0807; 3.5611 2048-49: 0.081474; 3.5198 2049-50: 0.077595
48FP | Target Headroom | 46FP + 47FP | Ml/d | 2 | 2019-20: 0; 2020-21: 0; 0 2021-22: 0.20312; 0 2022-23: 0.20787; 0 2023-24: 0.27122; 0 2024-25: 0.27134; -0.061946 2025-26: 0.26718; 0.52212 2026-27: 0.25667; 0.40893 2027-28: 0.24752; 0.20897 2028-29: 0.24078; -0.061103 2029-30: 0.24065; 1.3607 2030-31: 0.22866; 1.1368 2031-32: 0.22275; 3.2572 2032-33: 0.24781; 3.0333 2033-34: 0.24113; 2.8122 2034-35: 0.23451; 2.6947 2035-36: 0.23134; 2.5752 2036-37: 0.22503; 2.4587 2037-38: 0.22056; 2.3857 2038-39: 0.21785; 2.3077 2039-40: 0.21157; 3.1352 2040-41: 0.20622; 3.0605 2041-42: 0.20343; 2.9853 2042-43: 0.19858; 2.9417 2043-44: 0.19448; 2.8992 2044-45: 0.19125; 3.6862 2045-46: 0.18726; 3.6432 2046-47: 0.18231; 3.5973 2047-48: 0.17471; 3.5611 2048-49: 0.17639; 3.5198 2049-50: 0.17334
49FP | Available Headroom | 11FP - 45FP | Ml/d | 2 | 2019-20: 0; 2020-21: 0; 0 2021-22: 2.1991; 0 2022-23: 2.6728; 0 2023-24: 2.7195; 0 2024-25: 2.6715; -0.061946 2025-26: 2.6329; 0.52212 2026-27: 0.25667; 0.40893 2027-28: 0.24752; 0.20897 2028-29: 0.24078; -0.061103 2029-30: 0.24065; 1.3607 2030-31: 0.22866; 1.1368 2031-32: 0.22275; 3.2572 2032-33: 0.24781; 3.0333 2033-34: 0.24113; 2.8122 2034-35: 0.23451; 2.6947 2035-36: 0.23134; 2.5752 2036-37: 0.22503; 2.4587 2037-38: 0.22056; 2.3857 2038-39: 0.21785; 2.3077 2039-40: 0.21157; 3.1352 2040-41: 0.20622; 3.0605 2041-42: 0.20343; 2.9853 2042-43: 0.19858; 2.9417 2043-44: 0.19448; 2.8992 2044-45: 0.19125; 3.6862 2045-46: 0.18726; 3.6432 2046-47: 0.18231; 3.5973 2047-48: 0.17471; 3.5611 2048-49: 0.17639; 3.5198 2049-50: 0.17334
49.1FP | Available non-potable balance (if applicable) | 1.1FP - 12.1FP | Ml/d | 2 | 2019-20: 0; 2020-21: 0; 0 2021-22: 0; 0 2022-23: 0; 0 2023-24: 0; 0 2024-25: 0; -0.061946 2025-26: 0; 0.52212 2026-27: 0; 0.40893 2027-28: 0; 0.20897 2028-29: 0; -0.061103 2029-30: 0; 1.3607 2030-31: 0; 1.1368 2031-32: 0; 3.2572 2032-33: 0; 3.0333 2033-34: 0; 2.8122 2034-35: 0; 2.6947 2035-36: 0; 2.5752 2036-37: 0; 2.4587 2037-38: 0; 2.3857 2038-39: 0; 2.3077 2039-40: 0; 3.1352 2040-41: 0; 3.0605 2041-42: 0; 2.9853 2042-43: 0; 2.9417 2043-44: 0; 2.8992 2044-45: 0; 3.6862 2045-46: 0; 3.6432 2046-47: 0; 3.5973 2047-48: 0; 3.5611 2048-49: 0; 3.5198 2049-50: 0
50FP | Supply Demand Balance | 49FP - 48FP | Ml/d | 2 | 2019-20: 0; 2020-21: 0; 0 2021-22: 1.996; 0 2022-23: 2.4649; 0 2023-24: 2.4483; 0 2024-25: 2.4002; -0.061946 2025-26: 2.3657; 0.52212 2026-27: 7.7716e-16; 0.40893 2027-28: -2.498e-16; 0.20897 2028-29: 0; -0.061103 2029-30: 6.9389e-16; 1.3607 2030-31: 0; 1.1368 2031-32: 5.5511e-16; 3.2572 2032-33: -3.8858e-16; 3.0333 2033-34: -6.1062e-16; 2.8122 2034-35: 0; 2.6947 2035-36: -2.2204e-16; 2.5752 2036-37: -9.1593e-16; 2.4587 2037-38: 1.471e-15; 2.3857 2038-39: 1.471e-15; 2.3077 2039-40: 4.996e-16; 3.1352 2040-41: 1.249e-15; 3.0605 2041-42: 0; 2.9853 2042-43: 0; 2.9417 2043-44: 1.5821e-15; 2.8992 2044-45: 1.1935e-15; 3.6862 2045-46: 1.0547e-15; 3.6432 2046-47: 6.6613e-16; 3.5973 2047-48: 3.0531e-16; 3.5611 2048-49: -6.3838e-16; 3.5198 2049-50: 1.1657e-15
Water Company | Essex and Suffolk Water | Version | 12
WRZ | ESWBLY | Planning Scenario | DYCP
Table 3d: DYCP - Baseline | Back to top of sheet
WRMP24 reference | Component | Derivation | Unit | Decimal places | 2019-20 | 2020-21 | 2021-22 | 2022-23 | 2023-24 | 2024-25 | 2025-26 | 2026-27 | 2027-28 | 2028-29 | 2029-30 | 2030-31 | 2031-32 | 2032-33 | 2033-34 | 2034-35 | 2035-36 | 2036-37 | 2037-38 | 2038-39 | 2039-40 | 2040-41 | 2041-42 | 2042-43 | 2043-44 | 2044-45 | 2045-46 | 2046-47 | 2047-48 | 2048-49 | 2049-50 | 2050-51 | 2051-52 | 2052-53 | 2053-54 | 2054-55 | 2055-56 | 2056-57 | 2057-58 | 2058-59 | 2059-60 | 2060-61 | 2061-62 | 2062-63 | 2063-64 | 2064-65 | 2065-66 | 2066-67 | 2067-68 | 2068-69 | 2069-70 | 2070-71 | 2071-72 | 2072-73 | 2073-74 | 2074-75 | 2075-76 | 2076-77 | 2077-78 | 2078-79 | 2079-80 | 2080-81 | 2081-82 | 2082-83 | 2083-84 | 2084-85 | 2085-86 | 2086-87 | 2087-88 | 2088-89 | 2089-90 | 2090-91 | 2091-92 | 2092-93 | 2093-94 | 2094-95 | 2095-96 | 2096-97 | 2097-98 | 2098-99 | 2099-100
1BL | Raw water abstracted | Input | Ml/d | 2 | 2021-22: 11.7709; 2022-23: 11.6755; 2023-24: 11.5888; 2024-25: 11.5201; 2025-26: 11.9393; 2026-27: 12.0314; 2027-28: 12.0758; 2028-29: 12.085; 2029-30: 12.0705; 2030-31: 12.0482; 2031-32: 12.0317; 2032-33: 14.338; 2033-34: 14.3136; 2034-35: 14.2903; 2035-36: 14.2703; 2036-37: 14.2503; 2037-38: 14.2342; 2038-39: 14.2219; 2039-40: 14.2102; 2040-41: 14.1927; 2041-42: 14.1806; 2042-43: 14.1709; 2043-44: 14.179; 2044-45: 14.1883; 2045-46: 14.1977; 2046-47: 14.2088; 2047-48: 14.221; 2048-49: 14.2349; 2049-50: 14.2504
1.1BL | Non-potable water supplies | Input | Ml/d | 2 | 2021-22: 0; 2022-23: 0; 2023-24: 0; 2024-25: 0; 2025-26: 0; 2026-27: 0; 2027-28: 0; 2028-29: 0; 2029-30: 0; 2030-31: 0; 2031-32: 0; 2032-33: 0; 2033-34: 0; 2034-35: 0; 2035-36: 0; 2036-37: 0; 2037-38: 0; 2038-39: 0; 2039-40: 0; 2040-41: 0; 2041-42: 0; 2042-43: 0; 2043-44: 0; 2044-45: 0; 2045-46: 0; 2046-47: 0; 2047-48: 0; 2048-49: 0; 2049-50: 0
2BL | Raw water imported | Input | Ml/d | 2 | 2021-22: 2.27; 2022-23: 2.27; 2023-24: 2.27; 2024-25: 2.27; 2025-26: 2.27; 2026-27: 2.27; 2027-28: 2.27; 2028-29: 2.27; 2029-30: 2.27; 2030-31: 2.27; 2031-32: 2.27; 2032-33: 2.27; 2033-34: 2.27; 2034-35: 2.27; 2035-36: 2.27; 2036-37: 2.27; 2037-38: 2.27; 2038-39: 2.27; 2039-40: 2.27; 2040-41: 2.27; 2041-42: 2.27; 2042-43: 2.27; 2043-44: 2.27; 2044-45: 2.27; 2045-46: 2.27; 2046-47: 2.27; 2047-48: 2.27; 2048-49: 2.27; 2049-50: 2.27
3BL | Potable water imported | Input | Ml/d | 2 | 2021-22: 0; 2022-23: 0; 2023-24: 0; 2024-25: 0; 2025-26: 0; 2026-27: 0; 2027-28: 0; 2028-29: 0; 2029-30: 0; 2030-31: 0; 2031-32: 0; 2032-33: 0; 2033-34: 0; 2034-35: 0; 2035-36: 0; 2036-37: 0; 2037-38: 0; 2038-39: 0; 2039-40: 0; 2040-41: 0; 2041-42: 0; 2042-43: 0; 2043-44: 0; 2044-45: 0; 2045-46: 0; 2046-47: 0; 2047-48: 0; 2048-49: 0; 2049-50: 0
4BL | Raw water exported enter as -ve | Input | Ml/d | 2 | 2021-22: 0; 2022-23: 0; 2023-24: 0; 2024-25: 0; 2025-26: 0; 2026-27: 0; 2027-28: 0; 2028-29: 0; 2029-30: 0; 2030-31: 0; 2031-32: 0; 2032-33: 0; 2033-34: 0; 2034-35: 0; 2035-36: 0; 2036-37: 0; 2037-38: 0; 2038-39: 0; 2039-40: 0; 2040-41: 0; 2041-42: 0; 2042-43: 0; 2043-44: 0; 2044-45: 0; 2045-46: 0; 2046-47: 0; 2047-48: 0; 2048-49: 0; 2049-50: 0
5BL | Potable water exported enter as -ve | Input | Ml/d | 2 | 2021-22: -1.38; 2022-23: -1.38; 2023-24: -1.38; 2024-25: -1.38; 2025-26: -1.38; 2026-27: -1.38; 2027-28: -1.38; 2028-29: -1.38; 2029-30: -1.38; 2030-31: -1.38; 2031-32: -1.38; 2032-33: -1.38; 2033-34: -1.38; 2034-35: -1.38; 2035-36: -1.38; 2036-37: -1.38; 2037-38: -1.38; 2038-39: -1.38; 2039-40: -1.38; 2040-41: -1.38; 2041-42: -1.38; 2042-43: -1.38; 2043-44: -1.38; 2044-45: -1.38; 2045-46: -1.38; 2046-47: -1.38; 2047-48: -1.38; 2048-49: -1.38; 2049-50: -1.38
6BL | Deployable Output before forecast changes | Input | Ml/d | 2 | 2021-22: 21.35; 2022-23: 21.35; 2023-24: 21.35; 2024-25: 21.35; 2025-26: 21.35; 2026-27: 21.35; 2027-28: 21.35; 2028-29: 21.35; 2029-30: 21.35; 2030-31: 21.35; 2031-32: 21.35; 2032-33: 21.35; 2033-34: 21.35; 2034-35: 21.35; 2035-36: 21.35; 2036-37: 21.35; 2037-38: 21.35; 2038-39: 21.35; 2039-40: 21.35; 2040-41: 21.35; 2041-42: 21.35; 2042-43: 21.35; 2043-44: 21.35; 2044-45: 21.35; 2045-46: 21.35; 2046-47: 21.35; 2047-48: 21.35; 2048-49: 21.35; 2049-50: 21.35
6.1BL | Deployable Output post forecast changes | 6BL + 7BL | Ml/d | 2 | 2019-20: 0; 2020-21: 0; 2021-22: 21.35; 2022-23: 21.35; 2023-24: 21.35; 2024-25: 21.35; 2025-26: 21.35; 2026-27: 21.35; 2027-28: 21.35; 2028-29: 21.35; 2029-30: 21.35; 2030-31: 21.35; 2031-32: 21.35; 2032-33: 21.35; 2033-34: 21.35; 2034-35: 21.35; 2035-36: 21.35; 2036-37: 21.35; 2037-38: 21.35; 2038-39: 21.35; 2039-40: 21.35; 2040-41: 21.35; 2041-42: 21.35; 2042-43: 21.35; 2043-44: 21.35; 2044-45: 21.35; 2045-46: 21.35; 2046-47: 21.35; 2047-48: 21.35; 2048-49: 21.35; 2049-50: 21.35
7BL | Baseline forecast changes to Deployable Output | sum (7.1BL:7.6BL) | Ml/d | 2 | 2019-20: 0; 2020-21: 0; 2021-22: 0; 2022-23: 0; 2023-24: 0; 2024-25: 0; 2025-26: 0; 2026-27: 0; 2027-28: 0; 2028-29: 0; 2029-30: 0; 2030-31: 0; 2031-32: 0; 2032-33: 0; 2033-34: 0; 2034-35: 0; 2035-36: 0; 2036-37: 0; 2037-38: 0; 2038-39: 0; 2039-40: 0; 2040-41: 0; 2041-42: 0; 2042-43: 0; 2043-44: 0; 2044-45: 0; 2045-46: 0; 2046-47: 0; 2047-48: 0; 2048-49: 0; 2049-50: 0
7.1BL | Change in DO due to climate change | Input | Ml/d | 2 | 2021-22: 0; 2022-23: 0; 2023-24: 0; 2024-25: 0; 2025-26: 0; 2026-27: 0; 2027-28: 0; 2028-29: 0; 2029-30: 0; 2030-31: 0; 2031-32: 0; 2032-33: 0; 2033-34: 0; 2034-35: 0; 2035-36: 0; 2036-37: 0; 2037-38: 0; 2038-39: 0; 2039-40: 0; 2040-41: 0; 2041-42: 0; 2042-43: 0; 2043-44: 0; 2044-45: 0; 2045-46: 0; 2046-47: 0; 2047-48: 0; 2048-49: 0; 2049-50: 0
7.2BL | Total confirmed DO reductions to restore sustainable abstraction enter as -ve | Input | Ml/d | 2 | 2021-22: 0; 2022-23: 0; 2023-24: 0; 2024-25: 0; 2025-26: 0; 2026-27: 0; 2027-28: 0; 2028-29: 0; 2029-30: 0; 2030-31: 0; 2031-32: 0; 2032-33: 0; 2033-34: 0; 2034-35: 0; 2035-36: 0; 2036-37: 0; 2037-38: 0; 2038-39: 0; 2039-40: 0; 2040-41: 0; 2041-42: 0; 2042-43: 0; 2043-44: 0; 2044-45: 0; 2045-46: 0; 2046-47: 0; 2047-48: 0; 2048-49: 0; 2049-50: 0
7.3BL | Total expected DO reductions to restore sustainable abstraction (Environmental Destination) (excl. any confirmed reductions) enter as -ve | Input | Ml/d | 2 | 2021-22: 0; 2022-23: 0; 2023-24: 0; 2024-25: 0; 2025-26: 0; 2026-27: 0; 2027-28: 0; 2028-29: 0; 2029-30: 0; 2030-31: 0; 2031-32: 0; 2032-33: 0; 2033-34: 0; 2034-35: 0; 2035-36: 0; 2036-37: 0; 2037-38: 0; 2038-39: 0; 2039-40: 0; 2040-41: 0; 2041-42: 0; 2042-43: 0; 2043-44: 0; 2044-45: 0; 2045-46: 0; 2046-47: 0; 2047-48: 0; 2048-49: 0; 2049-50: 0
7.4BL | Change in DO from prolonged Outage reduction enter as -ve | Input | Ml/d | 2 | 2021-22: 0; 2022-23: 0; 2023-24: 0; 2024-25: 0; 2025-26: 0; 2026-27: 0; 2027-28: 0; 2028-29: 0; 2029-30: 0; 2030-31: 0; 2031-32: 0; 2032-33: 0; 2033-34: 0; 2034-35: 0; 2035-36: 0; 2036-37: 0; 2037-38: 0; 2038-39: 0; 2039-40: 0; 2040-41: 0; 2041-42: 0; 2042-43: 0; 2043-44: 0; 2044-45: 0; 2045-46: 0; 2046-47: 0; 2047-48: 0; 2048-49: 0; 2049-50: 0
7.5BL | Change in DO from drought measures | Zero for baseline | Ml/d | 2 | 2021-22: 0; 2022-23: 0; 2023-24: 0; 2024-25: 0; 2025-26: 0; 2026-27: 0; 2027-28: 0; 2028-29: 0; 2029-30: 0; 2030-31: 0; 2031-32: 0; 2032-33: 0; 2033-34: 0; 2034-35: 0; 2035-36: 0; 2036-37: 0; 2037-38: 0; 2038-39: 0; 2039-40: 0; 2040-41: 0; 2041-42: 0; 2042-43: 0; 2043-44: 0; 2044-45: 0; 2045-46: 0; 2046-47: 0; 2047-48: 0; 2048-49: 0; 2049-50: 0
7.6BL | Total other changes to DO (specify e.g. Nitrates) | Input | Ml/d | 2 | 2021-22: 0; 2022-23: 0; 2023-24: 0; 2024-25: 0; 2025-26: 0; 2026-27: 0; 2027-28: 0; 2028-29: 0; 2029-30: 0; 2030-31: 0; 2031-32: 0; 2032-33: 0; 2033-34: 0; 2034-35: 0; 2035-36: 0; 2036-37: 0; 2037-38: 0; 2038-39: 0; 2039-40: 0; 2040-41: 0; 2041-42: 0; 2042-43: 0; 2043-44: 0; 2044-45: 0; 2045-46: 0; 2046-47: 0; 2047-48: 0; 2048-49: 0; 2049-50: 0
8BL | Raw water losses, treatment works losses and operational use | Input | Ml/d | 2 | 2021-22: 0.72865; 2022-23: 0.72865; 2023-24: 0.72865; 2024-25: 0.72865; 2025-26: 0.72865; 2026-27: 0.72865; 2027-28: 0.72865; 2028-29: 0.72865; 2029-30: 0.72865; 2030-31: 0.72865; 2031-32: 0.72865; 2032-33: 0.72865; 2033-34: 0.72865; 2034-35: 0.72865; 2035-36: 0.72865; 2036-37: 0.72865; 2037-38: 0.72865; 2038-39: 0.72865; 2039-40: 0.72865; 2040-41: 0.72865; 2041-42: 0.72865; 2042-43: 0.72865; 2043-44: 0.72865; 2044-45: 0.72865; 2045-46: 0.72865; 2046-47: 0.72865; 2047-48: 0.72865; 2048-49: 0.72865; 2049-50: 0.72865
9BL | Total Outage Allowance | Input | Ml/d | 2 | 2021-22: 0.5; 2022-23: 0.5; 2023-24: 0.5; 2024-25: 0.5; 2025-26: 0.5; 2026-27: 0.5; 2027-28: 0.5; 2028-29: 0.5; 2029-30: 0.5; 2030-31: 0.5; 2031-32: 0.5; 2032-33: 0.5; 2033-34: 0.5; 2034-35: 0.5; 2035-36: 0.5; 2036-37: 0.5; 2037-38: 0.5; 2038-39: 0.5; 2039-40: 0.5; 2040-41: 0.5; 2041-42: 0.5; 2042-43: 0.5; 2043-44: 0.5; 2044-45: 0.5; 2045-46: 0.5; 2046-47: 0.5; 2047-48: 0.5; 2048-49: 0.5; 2049-50: 0.5
10BL | Water Available For Use (own sources) | (6BL + 7BL) - (8BL + 9BL) | Ml/d | 2 | 2019-20: 0; 2020-21: 0; 2021-22: 20.1213; 2022-23: 20.1213; 2023-24: 20.1213; 2024-25: 20.1213; 2025-26: 20.1213; 2026-27: 20.1213; 2027-28: 20.1213; 2028-29: 20.1213; 2029-30: 20.1213; 2030-31: 20.1213; 2031-32: 20.1213; 2032-33: 20.1213; 2033-34: 20.1213; 2034-35: 20.1213; 2035-36: 20.1213; 2036-37: 20.1213; 2037-38: 20.1213; 2038-39: 20.1213; 2039-40: 20.1213; 2040-41: 20.1213; 2041-42: 20.1213; 2042-43: 20.1213; 2043-44: 20.1213; 2044-45: 20.1213; 2045-46: 20.1213; 2046-47: 20.1213; 2047-48: 20.1213; 2048-49: 20.1213; 2049-50: 20.1213
11BL | Total Water Available For Use | 10BL + sum (2BL:5BL) | Ml/d | 2 | 2019-20: 0; 2020-21: 0; 2021-22: 21.0114; 2022-23: 21.0114; 2023-24: 21.0114; 2024-25: 21.0114; 2025-26: 21.0114; 2026-27: 21.0114; 2027-28: 21.0114; 2028-29: 21.0114; 2029-30: 21.0114; 2030-31: 21.0114; 2031-32: 21.0114; 2032-33: 21.0114; 2033-34: 21.0114; 2034-35: 21.0114; 2035-36: 21.0114; 2036-37: 21.0114; 2037-38: 21.0114; 2038-39: 21.0114; 2039-40: 21.0114; 2040-41: 21.0114; 2041-42: 21.0114; 2042-43: 21.0114; 2043-44: 21.0114; 2044-45: 21.0114; 2045-46: 21.0114; 2046-47: 21.0114; 2047-48: 21.0114; 2048-49: 21.0114; 2049-50: 21.0114
12BL | Water delivered measured non-household | Input Note - consumption & uspl | Ml/d | 2 | 2021-22: 3.4019; 2022-23: 3.9534; 2023-24: 4.1172; 2024-25: 4.3066; 2025-26: 4.4719; 2026-27: 4.5226; 2027-28: 4.5378; 2028-29: 4.5524; 2029-30: 4.5641; 2030-31: 4.5719; 2031-32: 4.5789; 2032-33: 6.8758; 2033-34: 6.8828; 2034-35: 6.8899; 2035-36: 6.8971; 2036-37: 6.9043; 2037-38: 6.9117; 2038-39: 6.9191; 2039-40: 6.9265; 2040-41: 6.9339; 2041-42: 6.9413; 2042-43: 6.9485; 2043-44: 6.9556; 2044-45: 6.9626; 2045-46: 6.9695; 2046-47: 6.9763; 2047-48: 6.9831; 2048-49: 6.9899; 2049-50: 6.9966
12.1BL | Non-potable water consumption | Input | Ml/d | 2
13BL | Water delivered unmeasured non-household | Input Note - consumption & uspl | Ml/d | 2 | 2021-22: 0.030406; 2022-23: 0.027042; 2023-24: 0.026669; 2024-25: 0.016725; 2025-26: 0.0090241; 2026-27: 0.0089291; 2027-28: 0.0088341; 2028-29: 0.0087391; 2029-30: 0.0086441; 2030-31: 0.0085491; 2031-32: 0.0084541; 2032-33: 0.0083591; 2033-34: 0.0082641; 2034-35: 0.0082641; 2035-36: 0.0082641; 2036-37: 0.0082641; 2037-38: 0.0082641; 2038-39: 0.0082641; 2039-40: 0.0082641; 2040-41: 0.0082641; 2041-42: 0.0082641; 2042-43: 0.0082641; 2043-44: 0.0082641; 2044-45: 0.0082641; 2045-46: 0.0082641; 2046-47: 0.0082641; 2047-48: 0.0082641; 2048-49: 0.0082641; 2049-50: 0.0082641
14BL | Water delivered measured household | Input Note - consumption & uspl | Ml/d | 2 | 2021-22: 3.7814; 2022-23: 3.6518; 2023-24: 3.619; 2024-25: 3.6012; 2025-26: 3.6774; 2026-27: 3.8246; 2027-28: 3.8903; 2028-29: 3.9313; 2029-30: 3.9546; 2030-31: 3.9783; 2031-32: 3.9942; 2032-33: 4.012; 2033-34: 4.0283; 2034-35: 4.0451; 2035-36: 4.0622; 2036-37: 4.0803; 2037-38: 4.1001; 2038-39: 4.1215; 2039-40: 4.14; 2040-41: 4.1512; 2041-42: 4.1693; 2042-43: 4.1889; 2043-44: 4.2092; 2044-45: 4.2303; 2045-46: 4.251; 2046-47: 4.2728; 2047-48: 4.2952; 2048-49: 4.3187; 2049-50: 4.3423
15BL | Water delivered unmeasured household | Input Note - consumption & uspl | Ml/d | 2 | 2021-22: 2.3333; 2022-23: 2.2942; 2023-24: 2.1104; 2024-25: 2.0262; 2025-26: 1.8332; 2026-27: 1.6693; 2027-28: 1.6208; 2028-29: 1.5724; 2029-30: 1.5238; 2030-31: 1.4966; 2031-32: 1.4909; 2032-33: 1.4853; 2033-34: 1.4795; 2034-35: 1.4736; 2035-36: 1.4688; 2036-37: 1.4639; 2037-38: 1.4589; 2038-39: 1.4541; 2039-40: 1.4492; 2040-41: 1.444; 2041-42: 1.4389; 2042-43: 1.4345; 2043-44: 1.4305; 2044-45: 1.4266; 2045-46: 1.4226; 2046-47: 1.4189; 2047-48: 1.4152; 2048-49: 1.4114; 2049-50: 1.4074
16BL | Percentage of consumption driven by climate change | Input | % | 1 | 2021-22: 0%; 2022-23: 0.4199%; 2023-24: 1.634%; 2024-25: 1.624%; 2025-26: 1.561%; 2026-27: 1.522%; 2027-28: 1.539%; 2028-29: 1.552%; 2029-30: 1.682%; 2030-31: 1.71%; 2031-32: 1.747%; 2032-33: 1.449%; 2033-34: 1.475%; 2034-35: 1.506%; 2035-36: 1.532%; 2036-37: 1.557%; 2037-38: 1.588%; 2038-39: 1.614%; 2039-40: 1.639%; 2040-41: 1.67%; 2041-42: 1.694%; 2042-43: 1.722%; 2043-44: 1.75%; 2044-45: 1.778%; 2045-46: 1.806%; 2046-47: 1.834%; 2047-48: 1.862%; 2048-49: 1.891%; 2049-50: 1.919%
17BL | Volume of consumption driven by climate change | 16BL * (12BL + sum(13BL:15BL) - sum (23BL:26BL)) | Ml/d | 2 | 2019-20: 0; 2020-21: 0; 2021-22: 0; 2022-23: 0.040958; 2023-24: 0.15862; 2024-25: 0.15901; 2025-26: 0.15354; 2026-27: 0.15021; 2027-28: 0.15236; 2028-29: 0.15376; 2029-30: 0.16643; 2030-31: 0.16919; 2031-32: 0.17315; 2032-33: 0.17709; 2033-34: 0.18051; 2034-35: 0.18452; 2035-36: 0.188; 2036-37: 0.19146; 2037-38: 0.19554; 2038-39: 0.1991; 2039-40: 0.20261; 2040-41: 0.20655; 2041-42: 0.20995; 2042-43: 0.21373; 2043-44: 0.21759; 2044-45: 0.22149; 2045-46: 0.22539; 2046-47: 0.22937; 2047-48: 0.23337; 2048-49: 0.23743; 2049-50: 0.24149
18BL | Measured Household - PCC | ((14BL - 25BL) * 1,000,000) / (39BL *1,000) | l/h/d | 1 | 2019-20: #DIV/0!; 2020-21: #DIV/0!; 2021-22: 143.9841; 2022-23: 139.8083; 2023-24: 136.2211; 2024-25: 133.9811; 2025-26: 132.2494; 2026-27: 131.6292; 2027-28: 131.1724; 2028-29: 130.7686; 2029-30: 129.9974; 2030-31: 129.6946; 2031-32: 129.5154; 2032-33: 129.3643; 2033-34: 129.2032; 2034-35: 129.0622; 2035-36: 128.8933; 2036-37: 128.7777; 2037-38: 128.674; 2038-39: 128.595; 2039-40: 128.4889; 2040-41: 128.197; 2041-42: 128.0885; 2042-43: 128.0147; 2043-44: 127.9345; 2044-45: 127.8588; 2045-46: 127.7798; 2046-47: 127.7359; 2047-48: 127.6777; 2048-49: 127.6176; 2049-50: 127.5448
19BL | Unmeasured Household - PCC | ((15BL - 26BL) * 1,000,000) / (40BL *1,000) | l/h/d | 1 | 2019-20: #DIV/0!; 2020-21: #DIV/0!; 2021-22: 204.2551; 2022-23: 210.6636; 2023-24: 196.876; 2024-25: 193.8211; 2025-26: 191.4685; 2026-27: 191.0181; 2027-28: 190.5842; 2028-29: 190.1515; 2029-30: 189.7013; 2030-31: 189.4472; 2031-32: 189.4476; 2032-33: 189.4533; 2033-34: 189.446; 2034-35: 189.4396; 2035-36: 189.5705; 2036-37: 189.7038; 2037-38: 189.8204; 2038-39: 189.9746; 2039-40: 190.1122; 2040-41: 190.2265; 2041-42: 190.3449; 2042-43: 190.5495; 2043-44: 190.8288; 2044-45: 191.1136; 2045-46: 191.3842; 2046-47: 191.6983; 2047-48: 191.9979; 2048-49: 192.3018; 2049-50: 192.5508
20BL | Average Household - PCC | (((14BL - 25BL) + (15BL - 26BL)) * 1,000,000) / ((39BL + 40BL) *1,000) | l/h/d | 1 | 2019-20: #DIV/0!; 2020-21: #DIV/0!; 2021-22: 162.0182; 2022-23: 160.5504; 2023-24: 153.5552; 2024-25: 150.6449; 2025-26: 147.3351; 2026-27: 145.2886; 2027-28: 144.3428; 2028-29: 143.5121; 2029-30: 142.4063; 2030-31: 141.8702; 2031-32: 141.6397; 2032-33: 141.4293; 2033-34: 141.2111; 2034-35: 141.0091; 2035-36: 140.8086; 2036-37: 140.6526; 2037-38: 140.4991; 2038-39: 140.3709; 2039-40: 140.2221; 2040-41: 139.9212; 2041-42: 139.7668; 2042-43: 139.6554; 2043-44: 139.5503; 2044-45: 139.4484; 2045-46: 139.3412; 2046-47: 139.2706; 2047-48: 139.1829; 2048-49: 139.0919; 2049-50: 138.9794
21BL | Water taken unbilled | Input | Ml/d | 2 | 2021-22: 0.17767; 2022-23: 0.18667; 2023-24: 0.18655; 2024-25: 0.18654; 2025-26: 0.18669; 2026-27: 0.18654; 2027-28: 0.1864; 2028-29: 0.1863; 2029-30: 0.18622; 2030-31: 0.18614; 2031-32: 0.18605; 2032-33: 0.18597; 2033-34: 0.18589; 2034-35: 0.18581; 2035-36: 0.18573; 2036-37: 0.18565; 2037-38: 0.18557; 2038-39: 0.18549; 2039-40: 0.18542; 2040-41: 0.18534; 2041-42: 0.18527; 2042-43: 0.18519; 2043-44: 0.18512; 2044-45: 0.18505; 2045-46: 0.18498; 2046-47: 0.1849; 2047-48: 0.18483; 2048-49: 0.18477; 2049-50: 0.1847
22BL | Distribution system operational use | Input | Ml/d | 2 | 2021-22: 0.10012; 2022-23: 0.10012; 2023-24: 0.10012; 2024-25: 0.10012; 2025-26: 0.10012; 2026-27: 0.10012; 2027-28: 0.10012; 2028-29: 0.10012; 2029-30: 0.10012; 2030-31: 0.10012; 2031-32: 0.10012; 2032-33: 0.10012; 2033-34: 0.10012; 2034-35: 0.10012; 2035-36: 0.10012; 2036-37: 0.10012; 2037-38: 0.10012; 2038-39: 0.10012; 2039-40: 0.10012; 2040-41: 0.10012; 2041-42: 0.10012; 2042-43: 0.10012; 2043-44: 0.10012; 2044-45: 0.10012; 2045-46: 0.10012; 2046-47: 0.10012; 2047-48: 0.10012; 2048-49: 0.10012; 2049-50: 0.10012
23BL | Measured Non Household - USPL | Input | Ml/d | 2 | 2021-22: 0.014512; 2022-23: 0.0099749; 2023-24: 0.0096389; 2024-25: 0.0094931; 2025-26: 0.0097656; 2026-27: 0.0098123; 2027-28: 0.0098591; 2028-29: 0.0099059; 2029-30: 0.0099527; 2030-31: 0.0099995; 2031-32: 0.010046; 2032-33: 0.010093; 2033-34: 0.01014; 2034-35: 0.010187; 2035-36: 0.010233; 2036-37: 0.01028; 2037-38: 0.010327; 2038-39: 0.010374; 2039-40: 0.01042; 2040-41: 0.010467; 2041-42: 0.010514; 2042-43: 0.010561; 2043-44: 0.010608; 2044-45: 0.010654; 2045-46: 0.010701; 2046-47: 0.010748; 2047-48: 0.010795; 2048-49: 0.010841; 2049-50: 0.010888
24BL | Unmeasured Non Household - USPL | Input | Ml/d | 2 | 2021-22: 0.0012461; 2022-23: 0.0010329; 2023-24: 0.00098031; 2024-25: 0.00059066; 2025-26: 0.00031869; 2026-27: 0.00031534; 2027-28: 0.00031198; 2028-29: 0.00030863; 2029-30: 0.00030527; 2030-31: 0.00030192; 2031-32: 0.00029856; 2032-33: 0.00029521; 2033-34: 0.00029185; 2034-35: 0.00029185; 2035-36: 0.00029185; 2036-37: 0.00029185; 2037-38: 0.00029185; 2038-39: 0.00029185; 2039-40: 0.00029185; 2040-41: 0.00029185; 2041-42: 0.00029185; 2042-43: 0.00029185; 2043-44: 0.00029185; 2044-45: 0.00029185; 2045-46: 0.00029185; 2046-47: 0.00029185; 2047-48: 0.00029185; 2048-49: 0.00029185; 2049-50: 0.00029185
25BL | Measured Household - USPL | Input | Ml/d | 2 | 2021-22: 0.17132; 2022-23: 0.088793; 2023-24: 0.087316; 2024-25: 0.085902; 2025-26: 0.090125; 2026-27: 0.094683; 2027-28: 0.096887; 2028-29: 0.098613; 2029-30: 0.10019; 2030-31: 0.10137; 2031-32: 0.10214; 2032-33: 0.1029; 2033-34: 0.10366; 2034-35: 0.10441; 2035-36: 0.10516; 2036-37: 0.10591; 2037-38: 0.10665; 2038-39: 0.10737; 2039-40: 0.10807; 2040-41: 0.10877; 2041-42: 0.10945; 2042-43: 0.11011; 2043-44: 0.11077; 2044-45: 0.11142; 2045-46: 0.11207; 2046-47: 0.1127; 2047-48: 0.11332; 2048-49: 0.11392; 2049-50: 0.11451
26BL | Unmeasured Household - USPL | Input | Ml/d | 2 | 2021-22: 0.14667; 2022-23: 0.072021; 2023-24: 0.067975; 2024-25: 0.063548; 2025-26: 0.057852; 2026-27: 0.052487; 2027-28: 0.051018; 2028-29: 0.049549; 2029-30: 0.048081; 2030-31: 0.047284; 2031-32: 0.047159; 2032-33: 0.047034; 2033-34: 0.04691; 2034-35: 0.046785; 2035-36: 0.04666; 2036-37: 0.046535; 2037-38: 0.046411; 2038-39: 0.046286; 2039-40: 0.046161; 2040-41: 0.046036; 2041-42: 0.045925; 2042-43: 0.045813; 2043-44: 0.045701; 2044-45: 0.045589; 2045-46: 0.045477; 2046-47: 0.045365; 2047-48: 0.045253; 2048-49: 0.045141; 2049-50: 0.045029
27BL | Void Properties - USPL | Input | Ml/d | 2 | 2021-22: 0.021789; 2022-23: 0.012793; 2023-24: 0.012906; 2024-25: 0.012918; 2025-26: 0.012765; 2026-27: 0.012916; 2027-28: 0.013057; 2028-29: 0.013155; 2029-30: 0.01324; 2030-31: 0.013324; 2031-32: 0.013405; 2032-33: 0.013486; 2033-34: 0.013567; 2034-35: 0.013647; 2035-36: 0.013728; 2036-37: 0.013808; 2037-38: 0.013887; 2038-39: 0.013965; 2039-40: 0.014042; 2040-41: 0.014118; 2041-42: 0.014193; 2042-43: 0.014266; 2043-44: 0.01434; 2044-45: 0.014412; 2045-46: 0.014484; 2046-47: 0.014555; 2047-48: 0.014625; 2048-49: 0.014693; 2049-50: 0.01476
28BL | Distribution losses | Input | Ml/d | 2 | 2021-22: 1.575; 2022-23: 1.4901; 2023-24: 1.4305; 2024-25: 1.3713; 2025-26: 1.3729; 2026-27: 1.3736; 2027-28: 1.3726; 2028-29: 1.3722; 2029-30: 1.372; 2030-31: 1.3715; 2031-32: 1.3707; 2032-33: 1.37; 2033-34: 1.3692; 2034-35: 1.3685; 2035-36: 1.3677; 2036-37: 1.367; 2037-38: 1.3662; 2038-39: 1.3655; 2039-40: 1.3648; 2040-41: 1.3641; 2041-42: 1.3634; 2042-43: 1.3627; 2043-44: 1.3621; 2044-45: 1.3614; 2045-46: 1.3608; 2046-47: 1.3601; 2047-48: 1.3595; 2048-49: 1.3589; 2049-50: 1.3583
29BL | Total Leakage | sum (23BL:28BL) | Ml/d | 2 | 2019-20: 0; 2020-21: 0; 2021-22: 1.9305; 2022-23: 1.6748; 2023-24: 1.6093; 2024-25: 1.5438; 2025-26: 1.5438; 2026-27: 1.5438; 2027-28: 1.5438; 2028-29: 1.5438; 2029-30: 1.5438; 2030-31: 1.5438; 2031-32: 1.5438; 2032-33: 1.5438; 2033-34: 1.5438; 2034-35: 1.5438; 2035-36: 1.5438; 2036-37: 1.5438; 2037-38: 1.5438; 2038-39: 1.5438; 2039-40: 1.5438; 2040-41: 1.5438; 2041-42: 1.5438; 2042-43: 1.5438; 2043-44: 1.5438; 2044-45: 1.5438; 2045-46: 1.5438; 2046-47: 1.5438; 2047-48: 1.5438; 2048-49: 1.5438; 2049-50: 1.5438
30BL | Leakage/property | (29BL * 1,000,000) / (36BL * 1,000) | l/prop/d | 2 | 2019-20: #DIV/0!; 2020-21: #DIV/0!; 2021-22: 97.9111; 2022-23: 83.8869; 2023-24: 79.7486; 2024-25: 75.7795; 2025-26: 75.174; 2026-27: 74.1254; 2027-28: 73.1853; 2028-29: 72.5747; 2029-30: 72.067; 2030-31: 71.5744; 2031-32: 71.105; 2032-33: 70.6461; 2033-34: 70.1958; 2034-35: 69.7518; 2035-36: 69.3163; 2036-37: 68.8864; 2037-38: 68.4666; 2038-39: 68.0635; 2039-40: 67.6694; 2040-41: 67.2853; 2041-42: 66.914; 2042-43: 66.5543; 2043-44: 66.1991; 2044-45: 65.8512; 2045-46: 65.5111; 2046-47: 65.1806; 2047-48: 64.8624; 2048-49: 64.5554; 2049-50: 64.2576
31BL | Measured Non Household - properties | Input | 000's | 2 | 2021-22: 1.549; 2022-23: 1.4992; 2023-24: 1.5077; 2024-25: 1.5478; 2025-26: 1.5923; 2026-27: 1.5999; 2027-28: 1.6075; 2028-29: 1.6151; 2029-30: 1.6228; 2030-31: 1.6304; 2031-32: 1.638; 2032-33: 1.6457; 2033-34: 1.6533; 2034-35: 1.6609; 2035-36: 1.6685; 2036-37: 1.6762; 2037-38: 1.6838; 2038-39: 1.6914; 2039-40: 1.699; 2040-41: 1.7067; 2041-42: 1.7143; 2042-43: 1.7219; 2043-44: 1.7296; 2044-45: 1.7372; 2045-46: 1.7448; 2046-47: 1.7524; 2047-48: 1.7601; 2048-49: 1.7677; 2049-50: 1.7753
32BL | Unmeasured Non Household - properties | Input | 000's | 2 | 2021-22: 0.081; 2022-23: 0.072246; 2023-24: 0.071357; 2024-25: 0.044818; 2025-26: 0.024182; 2026-27: 0.023927; 2027-28: 0.023673; 2028-29: 0.023418; 2029-30: 0.023163; 2030-31: 0.022909; 2031-32: 0.022654; 2032-33: 0.0224; 2033-34: 0.022145; 2034-35: 0.022145; 2035-36: 0.022145; 2036-37: 0.022145; 2037-38: 0.022145; 2038-39: 0.022145; 2039-40: 0.022145; 2040-41: 0.022145; 2041-42: 0.022145; 2042-43: 0.022145; 2043-44: 0.022145; 2044-45: 0.022145; 2045-46: 0.022145; 2046-47: 0.022145; 2047-48: 0.022145; 2048-49: 0.022145; 2049-50: 0.022145
33BL | All void non-households - properties | Input | 000's | 2 | 2021-22: 0.215; 2022-23: 0.28115; 2023-24: 0.28216; 2024-25: 0.27709; 2025-26: 0.26189; 2026-27: 0.26311; 2027-28: 0.26432; 2028-29: 0.26553; 2029-30: 0.26675; 2030-31: 0.26796; 2031-32: 0.26917; 2032-33: 0.27039; 2033-34: 0.2716; 2034-35: 0.27284; 2035-36: 0.27408; 2036-37: 0.27532; 2037-38: 0.27657; 2038-39: 0.27781; 2039-40: 0.27905; 2040-41: 0.28029; 2041-42: 0.28153; 2042-43: 0.28277; 2043-44: 0.28402; 2044-45: 0.28526; 2045-46: 0.2865; 2046-47: 0.28774; 2047-48: 0.28898; 2048-49: 0.29022; 2049-50: 0.29147
34BL | Measured households - properties (excl. void) | Year before + sum (34.1BL:34.6BL) | 000's | 2 | 2021-22: 12.181; 2022-23: 12.4945; 2023-24: 12.7836; 2024-25: 13.0878; 2025-26: 13.6706; 2026-27: 14.3507; 2027-28: 14.7128; 2028-29: 14.9877; 2029-30: 15.2359; 2030-31: 15.4308; 2031-32: 15.5698; 2032-33: 15.7075; 2033-34: 15.8443; 2034-35: 15.9807; 2035-36: 16.1162; 2036-37: 16.2516; 2037-38: 16.3855; 2038-39: 16.5157; 2039-40: 16.6444; 2040-41: 16.7714; 2041-42: 16.8945; 2042-43: 17.0151; 2043-44: 17.1356; 2044-45: 17.2547; 2045-46: 17.3725; 2046-47: 17.488; 2047-48: 17.6004; 2048-49: 17.7099; 2049-50: 17.8171
34.1BL | New build properties - properties | Input (new builds in each year) | 000's | 2 | 2021-22: 0.25; 2022-23: 0.24503; 2023-24: 0.21127; 2024-25: 0.1892; 2025-26: 0.16007; 2026-27: 0.28645; 2027-28: 0.26348; 2028-29: 0.17343; 2029-30: 0.14609; 2030-31: 0.14367; 2031-32: 0.13864; 2032-33: 0.13727; 2033-34: 0.13642; 2034-35: 0.13595; 2035-36: 0.13502; 2036-37: 0.13495; 2037-38: 0.13335; 2038-39: 0.12951; 2039-40: 0.12946; 2040-41: 0.12763; 2041-42: 0.12368; 2042-43: 0.12104; 2043-44: 0.12086; 2044-45: 0.11955; 2045-46: 0.11811; 2046-47: 0.11583; 2047-48: 0.11259; 2048-49: 0.10954; 2049-50: 0.10724
34.2BL | Meter optants - properties | Input (meter optants in each year) | 000's | 2 | 2021-22: 0; 2022-23: 0.081198; 2023-24: 0.089; 2024-25: 0.127; 2025-26: 0.44455; 2026-27: 0.41862; 2027-28: 0.11314; 2028-29: 0.11314; 2029-30: 0.11314; 2030-31: 0.06046; 2031-32: 0.0077785; 2032-33: 0.0077785; 2033-34: 0.0077785; 2034-35: 0.0077785; 2035-36: 0.0077785; 2036-37: 0.0077785; 2037-38: 0.0077785; 2038-39: 0.0077785; 2039-40: 0.0077785; 2040-41: 0.0077785; 2041-42: 0.0077785; 2042-43: 0.0077785; 2043-44: 0.0077785; 2044-45: 0.0077785; 2045-46: 0.0077785; 2046-47: 0.0077785; 2047-48: 0.0077785; 2048-49: 0.0077785; 2049-50: 0.0077785
34.3BL | Compulsory metering - properties | Input (compulsory meters in each year) | 000's | 2 | 2021-22: 0; 2022-23: 0; 2023-24: 0; 2024-25: 0; 2025-26: 0; 2026-27: 0; 2027-28: 0; 2028-29: 0; 2029-30: 0; 2030-31: 0; 2031-32: 0; 2032-33: 0; 2033-34: 0; 2034-35: 0; 2035-36: 0; 2036-37: 0; 2037-38: 0; 2038-39: 0; 2039-40: 0; 2040-41: 0; 2041-42: 0; 2042-43: 0; 2043-44: 0; 2044-45: 0; 2045-46: 0; 2046-47: 0; 2047-48: 0; 2048-49: 0; 2049-50: 0
34.4BL | Metering on change of occupancy - properties | Input (change of occupancy meters in each year) | 000's | 2 | 2021-22: 0; 2022-23: 0; 2023-24: 0; 2024-25: 0; 2025-26: 0; 2026-27: 0; 2027-28: 0; 2028-29: 0; 2029-30: 0; 2030-31: 0; 2031-32: 0; 2032-33: 0; 2033-34: 0; 2034-35: 0; 2035-36: 0; 2036-37: 0; 2037-38: 0; 2038-39: 0; 2039-40: 0; 2040-41: 0; 2041-42: 0; 2042-43: 0; 2043-44: 0; 2044-45: 0; 2045-46: 0; 2046-47: 0; 2047-48: 0; 2048-49: 0; 2049-50: 0
34.5BL | Selective metering - properties | Input (selective meters in each year) | 000's | 2 | 2021-22: 0; 2022-23: 0.00021; 2023-24: 0.00042; 2024-25: 0.00021; 2025-26: 0; 2026-27: 0; 2027-28: 0; 2028-29: 0; 2029-30: 0; 2030-31: 0; 2031-32: 0; 2032-33: 0; 2033-34: 0; 2034-35: 0; 2035-36: 0; 2036-37: 0; 2037-38: 0; 2038-39: 0; 2039-40: 0; 2040-41: 0; 2041-42: 0; 2042-43: 0; 2043-44: 0; 2044-45: 0; 2045-46: 0; 2046-47: 0; 2047-48: 0; 2048-49: 0; 2049-50: 0
34.6BL | Other changes to existing metering - properties | Input (other changes to meters in each year) | 000's | 2 | 2021-22: 0; 2022-23: -0.012909; 2023-24: -0.01167; 2024-25: -0.012173; 2025-26: -0.021801; 2026-27: -0.025013; 2027-28: -0.014509; 2028-29: -0.011629; 2029-30: -0.011029; 2030-31: -0.0092662; 2031-32: -0.0074207; 2032-33: -0.0073769; 2033-34: -0.0073498; 2034-35: -0.0073346; 2035-36: -0.007305; 2036-37: -0.0073028; 2037-38: -0.0072515; 2038-39: -0.0071286; 2039-40: -0.008496; 2040-41: -0.0084377; 2041-42: -0.0083112; 2042-43: -0.0082269; 2043-44: -0.0082212; 2044-45: -0.0081791; 2045-46: -0.0081331; 2046-47: -0.0080603; 2047-48: -0.0079565; 2048-49: -0.0078591; 2049-50: -0.0077854
34.7BL | Measured household void properties | Input | 000's | 2 | 2021-22: 0.402; 2022-23: 0.41279; 2023-24: 0.42234; 2024-25: 0.43239; 2025-26: 0.45164; 2026-27: 0.47411; 2027-28: 0.48607; 2028-29: 0.49516; 2029-30: 0.50336; 2030-31: 0.50979; 2031-32: 0.51439; 2032-33: 0.51894; 2033-34: 0.52346; 2034-35: 0.52796; 2035-36: 0.53244; 2036-37: 0.53691; 2037-38: 0.54134; 2038-39: 0.54564; 2039-40: 0.54989; 2040-41: 0.55408; 2041-42: 0.55815; 2042-43: 0.56214; 2043-44: 0.56612; 2044-45: 0.57005; 2045-46: 0.57394; 2046-47: 0.57776; 2047-48: 0.58147; 2048-49: 0.58509; 2049-50: 0.58863
35BL | Unmeasured households - properties (excl. void) | Input | 000's | 2 | 2021-22: 5.119; 2022-23: 5.0374; 2023-24: 4.9479; 2024-25: 4.8219; 2025-26: 4.3897; 2026-27: 3.9826; 2027-28: 3.8712; 2028-29: 3.7597; 2029-30: 3.6483; 2030-31: 3.5878; 2031-32: 3.5784; 2032-33: 3.5689; 2033-34: 3.5594; 2034-35: 3.55; 2035-36: 3.5405; 2036-37: 3.531; 2037-38: 3.5216; 2038-39: 3.5121; 2039-40: 3.5026; 2040-41: 3.4932; 2041-42: 3.4847; 2042-43: 3.4762; 2043-44: 3.4677; 2044-45: 3.4592; 2045-46: 3.4507; 2046-47: 3.4422; 2047-48: 3.4337; 2048-49: 3.4252; 2049-50: 3.4167
35.1BL | Unmeasured household void properties | Input | 000's | 2 | 2021-22: 0.17; 2022-23: 0.16719; 2023-24: 0.16422; 2024-25: 0.16004; 2025-26: 0.1457; 2026-27: 0.13218; 2027-28: 0.12848; 2028-29: 0.12479; 2029-30: 0.12109; 2030-31: 0.11908; 2031-32: 0.11877; 2032-33: 0.11845; 2033-34: 0.11814; 2034-35: 0.11782; 2035-36: 0.11751; 2036-37: 0.1172; 2037-38: 0.11688; 2038-39: 0.11657; 2039-40: 0.11625; 2040-41: 0.11594; 2041-42: 0.11566; 2042-43: 0.11538; 2043-44: 0.11509; 2044-45: 0.11481; 2045-46: 0.11453; 2046-47: 0.11425; 2047-48: 0.11397; 2048-49: 0.11368; 2049-50: 0.1134
36BL | Total Resource Zone Properties (incl. voids) | sum (31BL:34BL) + 34.7BL + 35BL + 35.1BL | 000's | 2 | 2019-20: 0; 2020-21: 0; 2021-22: 19.717; 2022-23: 19.9645; 2023-24: 20.1792; 2024-25: 20.3719; 2025-26: 20.536; 2026-27: 20.8265; 2027-28: 21.094; 2028-29: 21.2715; 2029-30: 21.4214; 2030-31: 21.5688; 2031-32: 21.7112; 2032-33: 21.8522; 2033-34: 21.9924; 2034-35: 22.1324; 2035-36: 22.2714; 2036-37: 22.4104; 2037-38: 22.5478; 2038-39: 22.6814; 2039-40: 22.8134; 2040-41: 22.9437; 2041-42: 23.071; 2042-43: 23.1957; 2043-44: 23.3202; 2044-45: 23.4433; 2045-46: 23.5651; 2046-47: 23.6845; 2047-48: 23.8007; 2048-49: 23.9139; 2049-50: 24.0248
37BL | Measured Non Household - Population | Input | 000's | 2 | 2021-22: 0.75005; 2022-23: 0.76485; 2023-24: 0.77913; 2024-25: 0.79403; 2025-26: 0.80531; 2026-27: 0.81993; 2027-28: 0.83737; 2028-29: 0.85359; 2029-30: 0.8698; 2030-31: 0.88423; 2031-32: 0.90659; 2032-33: 0.92847; 2033-34: 0.94529; 2034-35: 0.95963; 2035-36: 0.97167; 2036-37: 0.9836; 2037-38: 0.99493; 2038-39: 1.0068; 2039-40: 1.0178; 2040-41: 1.0298; 2041-42: 1.0426; 2042-43: 1.0571; 2043-44: 1.0729; 2044-45: 1.0897; 2045-46: 1.1081; 2046-47: 1.1268; 2047-48: 1.1451; 2048-49: 1.1635; 2049-50: 1.1819
38BL | Unmeasured Non Household - Population | Input | 000's | 2 | 2021-22: 0; 2022-23: 0; 2023-24: 0; 2024-25: 0; 2025-26: 0; 2026-27: 0; 2027-28: 0; 2028-29: 0; 2029-30: 0; 2030-31: 0; 2031-32: 0; 2032-33: 0; 2033-34: 0; 2034-35: 0; 2035-36: 0; 2036-37: 0; 2037-38: 0; 2038-39: 0; 2039-40: 0; 2040-41: 0; 2041-42: 0; 2042-43: 0; 2043-44: 0; 2044-45: 0; 2045-46: 0; 2046-47: 0; 2047-48: 0; 2048-49: 0; 2049-50: 0
39BL | Measured Household - Population | Input | 000's | 2 | 2021-22: 25.073; 2022-23: 25.4853; 2023-24: 25.9262; 2024-25: 26.2371; 2025-26: 27.1254; 2026-27: 28.3366; 2027-28: 28.9192; 2028-29: 29.3093; 2029-30: 29.6496; 2030-31: 29.8929; 2031-32: 30.0509; 2032-33: 30.2178; 2033-34: 30.3759; 2034-35: 30.5333; 2035-36: 30.7002; 2036-37: 30.8622; 2037-38: 31.0355; 2038-39: 31.2151; 2039-40: 31.3794; 2040-41: 31.5329; 2041-42: 31.6954; 2042-43: 31.8619; 2043-44: 32.0358; 2044-45: 32.214; 2045-46: 32.391; 2046-47: 32.5683; 2047-48: 32.7538; 2048-49: 32.9483; 2049-50: 33.1476
40BL | Unmeasured Household - Population | Input | 000's | 2 | 2021-22: 10.7056; 2022-23: 10.5485; 2023-24: 10.374; 2024-25: 10.1261; 2025-26: 9.272; 2026-27: 8.4641; 2027-28: 8.2367; 2028-29: 8.0084; 2029-30: 7.7792; 2030-31: 7.65; 2031-32: 7.621; 2032-33: 7.5916; 2033-34: 7.5619; 2034-35: 7.532; 2035-36: 7.5018; 2036-37: 7.4715; 2037-38: 7.441; 2038-39: 7.4104; 2039-40: 7.3798; 2040-41: 7.3491; 2041-42: 7.3183; 2042-43: 7.2876; 2043-44: 7.2569; 2044-45: 7.2262; 2045-46: 7.1957; 2046-47: 7.1653; 2047-48: 7.1351; 2048-49: 7.105; 2049-50: 7.0752
41BL | Total Resource Zone Population | sum (37BL:40BL) | 000's | 2 | 2019-20: 0; 2020-21: 0; 2021-22: 36.5286; 2022-23: 36.7986; 2023-24: 37.0793; 2024-25: 37.1572; 2025-26: 37.2027; 2026-27: 37.6207; 2027-28: 37.9933; 2028-29: 38.1713; 2029-30: 38.2986; 2030-31: 38.4272; 2031-32: 38.5784; 2032-33: 38.7379; 2033-34: 38.8831; 2034-35: 39.0249; 2035-36: 39.1737; 2036-37: 39.3173; 2037-38: 39.4714; 2038-39: 39.6323; 2039-40: 39.777; 2040-41: 39.9117; 2041-42: 40.0564; 2042-43: 40.2065; 2043-44: 40.3655; 2044-45: 40.53; 2045-46: 40.6948; 2046-47: 40.8604; 2047-48: 41.034; 2048-49: 41.2168; 2049-50: 41.4047
42BL | Average household occupancy rate (excl. voids) | (39BL + 40BL) / (34BL + 35BL) | h/prop | 1 | 2019-20: #DIV/0!; 2020-21: #DIV/0!; 2021-22: 2.0681; 2022-23: 2.0553; 2023-24: 2.0472; 2024-25: 2.0304; 2025-26: 2.0153; 2026-27: 2.0073; 2027-28: 1.9994; 2028-29: 1.9905; 2029-30: 1.982; 2030-31: 1.974; 2031-32: 1.9674; 2032-33: 1.9614; 2033-34: 1.9552; 2034-35: 1.949; 2035-36: 1.9435; 2036-37: 1.9377; 2037-38: 1.9328; 2038-39: 1.9286; 2039-40: 1.9238; 2040-41: 1.9187; 2041-42: 1.9144; 2042-43: 1.9105; 2043-44: 1.9071; 2044-45: 1.904; 2045-46: 1.9011; 2046-47: 1.8984; 2047-48: 1.8964; 2048-49: 1.8951; 2049-50: 1.8943
43BL | Total Household Metering penetration (excl. voids) | 34BL / (34BL + 35BL) | % | 1 | 2019-20: #DIV/0!; 2020-21: #DIV/0!; 2021-22: 70.41%; 2022-23: 71.27%; 2023-24: 72.1%; 2024-25: 73.08%; 2025-26: 75.69%; 2026-27: 78.28%; 2027-28: 79.17%; 2028-29: 79.95%; 2029-30: 80.68%; 2030-31: 81.14%; 2031-32: 81.31%; 2032-33: 81.49%; 2033-34: 81.66%; 2034-35: 81.82%; 2035-36: 81.99%; 2036-37: 82.15%; 2037-38: 82.31%; 2038-39: 82.46%; 2039-40: 82.61%; 2040-41: 82.76%; 2041-42: 82.9%; 2042-43: 83.04%; 2043-44: 83.17%; 2044-45: 83.3%; 2045-46: 83.43%; 2046-47: 83.55%; 2047-48: 83.68%; 2048-49: 83.79%; 2049-50: 83.91%
44BL | Total Household Metering penetration (incl. voids) | (34BL) / (34BL + 34.7BL + 35BL + 35.1BL) | % | 1 | 2019-20: #DIV/0!; 2020-21: #DIV/0!; 2021-22: 68.16%; 2022-23: 68.99%; 2023-24: 69.79%; 2024-25: 70.74%; 2025-26: 73.27%; 2026-27: 75.77%; 2027-28: 76.64%; 2028-29: 77.39%; 2029-30: 78.1%; 2030-31: 78.54%; 2031-32: 78.71%; 2032-33: 78.88%; 2033-34: 79.04%; 2034-35: 79.2%; 2035-36: 79.36%; 2036-37: 79.52%; 2037-38: 79.68%; 2038-39: 79.82%; 2039-40: 79.97%; 2040-41: 80.11%; 2041-42: 80.25%; 2042-43: 80.38%; 2043-44: 80.51%; 2044-45: 80.63%; 2045-46: 80.76%; 2046-47: 80.88%; 2047-48: 81%; 2048-49: 81.11%; 2049-50: 81.22%
45BL | Distribution input | sum (12BL:15BL) +21BL + 22BL + 27BL + 28BL | Ml/d | 2 | 2019-20: 0; 2020-21: 0; 2021-22: 11.4217; 2022-23: 11.7162; 2023-24: 11.6032; 2024-25: 11.6216; 2025-26: 11.6641; 2026-27: 11.6986; 2027-28: 11.73; 2028-29: 11.7367; 2029-30: 11.7227; 2030-31: 11.7264; 2031-32: 11.7428; 2032-33: 14.051; 2033-34: 14.0677; 2034-35: 14.085; 2035-36: 14.1037; 2036-37: 14.1233; 2037-38: 14.1447; 2038-39: 14.168; 2039-40: 14.1882; 2040-41: 14.201; 2041-42: 14.2207; 2042-43: 14.2424; 2043-44: 14.2653; 2044-45: 14.2887; 2045-46: 14.3117; 2046-47: 14.3361; 2047-48: 14.3609; 2048-49: 14.3867; 2049-50: 14.4124
46BL | Target headroom (climate change component) | Input | Ml/d | 2 | 2021-22: 0; 2022-23: 0; 2023-24: 0; 2024-25: 0; 2025-26: 0; 2026-27: 0; 2027-28: 0; 2028-29: 0; 2029-30: 0; 2030-31: 0; 2031-32: 0; 2032-33: 0; 2033-34: 0; 2034-35: 0; 2035-36: 0; 2036-37: 0; 2037-38: 0; 2038-39: 0; 2039-40: 0; 2040-41: 0; 2041-42: 0; 2042-43: 0; 2043-44: 0; 2044-45: 0; 2045-46: 0; 2046-47: 0; 2047-48: 0; 2048-49: 0; 2049-50: 0
47BL | Target headroom (All other components) | Input | Ml/d | 2 | 2021-22: 0.21161; 2022-23: 0.24492; 2023-24: 0.33551; 2024-25: 0.335; 2025-26: 0.33187; 2026-27: 0.31912; 2027-28: 0.31419; 2028-29: 0.30795; 2029-30: 0.3107; 2030-31: 0.30554; 2031-32: 0.30117; 2032-33: 0.32769; 2033-34: 0.32135; 2034-35: 0.31976; 2035-36: 0.31474; 2036-37: 0.31438; 2037-38: 0.30954; 2038-39: 0.30735; 2039-40: 0.30637; 2040-41: 0.30533; 2041-42: 0.30156; 2042-43: 0.30169; 2043-44: 0.29864; 2044-45: 0.29804; 2045-46: 0.29732; 2046-47: 0.29624; 2047-48: 0.29026; 2048-49: 0.29243; 2049-50: 0.29348
48BL | Target Headroom | 46BL + 47BL | Ml/d | 2 | 2019-20: 0; 2020-21: 0; 2021-22: 0.21161; 2022-23: 0.24492; 2023-24: 0.33551; 2024-25: 0.335; 2025-26: 0.33187; 2026-27: 0.31912; 2027-28: 0.31419; 2028-29: 0.30795; 2029-30: 0.3107; 2030-31: 0.30554; 2031-32: 0.30117; 2032-33: 0.32769; 2033-34: 0.32135; 2034-35: 0.31976; 2035-36: 0.31474; 2036-37: 0.31438; 2037-38: 0.30954; 2038-39: 0.30735; 2039-40: 0.30637; 2040-41: 0.30533; 2041-42: 0.30156; 2042-43: 0.30169; 2043-44: 0.29864; 2044-45: 0.29804; 2045-46: 0.29732; 2046-47: 0.29624; 2047-48: 0.29026; 2048-49: 0.29243; 2049-50: 0.29348
49BL | Available Headroom | 11BL - 45BL | Ml/d | 2 | 2019-20: 0; 2020-21: 0; 2021-22: 9.5897; 2022-23: 9.2952; 2023-24: 9.4081; 2024-25: 9.3897; 2025-26: 9.3473; 2026-27: 9.3128; 2027-28: 9.2814; 2028-29: 9.2747; 2029-30: 9.2887; 2030-31: 9.285; 2031-32: 9.2685; 2032-33: 6.9604; 2033-34: 6.9437; 2034-35: 6.9264; 2035-36: 6.9077; 2036-37: 6.888; 2037-38: 6.8666; 2038-39: 6.8434; 2039-40: 6.8231; 2040-41: 6.8103; 2041-42: 6.7906; 2042-43: 6.7689; 2043-44: 6.7461; 2044-45: 6.7226; 2045-46: 6.6997; 2046-47: 6.6753; 2047-48: 6.6505; 2048-49: 6.6246; 2049-50: 6.599
49.1BL | Available non-potable balance (if applicable) | 1.1BL -12.1BL | Ml/d | 2 | 2019-20: 0; 2020-21: 0; 2021-22: 0; 2022-23: 0; 2023-24: 0; 2024-25: 0; 2025-26: 0; 2026-27: 0; 2027-28: 0; 2028-29: 0; 2029-30: 0; 2030-31: 0; 2031-32: 0; 2032-33: 0; 2033-34: 0; 2034-35: 0; 2035-36: 0; 2036-37: 0; 2037-38: 0; 2038-39: 0; 2039-40: 0; 2040-41: 0; 2041-42: 0; 2042-43: 0; 2043-44: 0; 2044-45: 0; 2045-46: 0; 2046-47: 0; 2047-48: 0; 2048-49: 0; 2049-50: 0
50BL | Supply Demand Balance |  | Ml/d | 2 | 2019-20: 0; 2020-21: 0; 2021-22: 9.3781; 2022-23: 9.0502; 2023-24: 9.0726; 2024-25: 9.0547; 2025-26: 9.0154; 2026-27: 8.9937; 2027-28: 8.9672; 2028-29: 8.9667; 2029-30: 8.978; 2030-31: 8.9794; 2031-32: 8.9674; 2032-33: 6.6327; 2033-34: 6.6223; 2034-35: 6.6066; 2035-36: 6.5929; 2036-37: 6.5736; 2037-38: 6.5571; 2038-39: 6.536; 2039-40: 6.5167; 2040-41: 6.505; 2041-42: 6.4891; 2042-43: 6.4672; 2043-44: 6.4475; 2044-45: 6.4246; 2045-46: 6.4023; 2046-47: 6.379; 2047-48: 6.3602; 2048-49: 6.3322; 2049-50: 6.3055
Table 3e: DYCP - Final plan Options | Back to top of sheet
WRMP24 reference | Option type | Cat ID | Unit | Decimal places | 2019-20 | 2020-21 | 2021-22 | 2022-23 | 2023-24 | 2024-25 | 2025-26 | 2026-27 | 2027-28 | 2028-29 | 2029-30 | 2030-31 | 2031-32 | 2032-33 | 2033-34 | 2034-35 | 2035-36 | 2036-37 | 2037-38 | 2038-39 | 2039-40 | 2040-41 | 2041-42 | 2042-43 | 2043-44 | 2044-45 | 2045-46 | 2046-47 | 2047-48 | 2048-49 | 2049-50 | 2050-51 | 2051-52 | 2052-53 | 2053-54 | 2054-55 | 2055-56 | 2056-57 | 2057-58 | 2058-59 | 2059-60 | 2060-61 | 2061-62 | 2062-63 | 2063-64 | 2064-65 | 2065-66 | 2066-67 | 2067-68 | 2068-69 | 2069-70 | 2070-71 | 2071-72 | 2072-73 | 2073-74 | 2074-75 | 2075-76 | 2076-77 | 2077-78 | 2078-79 | 2079-80 | 2080-81 | 2081-82 | 2082-83 | 2083-84 | 2084-85 | 2085-86 | 2086-87 | 2087-88 | 2088-89 | 2089-90 | 2090-91 | 2091-92 | 2092-93 | 2093-94 | 2094-95 | 2095-96 | 2096-97 | 2097-98 | 2098-99 | 2099-100 | 2099-101
1.11FP | Non potable supplies input reductions as -ve and increases as +ve | RSNPS | Ml/d | 2 | 2021-22: 0; 2022-23: 0; 2023-24: 0; 2024-25: 0; 2025-26: 0; 2026-27: 0; 2027-28: 0; 2028-29: 0; 2029-30: 0; 2030-31: 0; 2031-32: 0; 2032-33: 0; 2033-34: 0; 2034-35: 0; 2035-36: 0; 2036-37: 0; 2037-38: 0; 2038-39: 0; 2039-40: 0; 2040-41: 0; 2041-42: 0; 2042-43: 0; 2043-44: 0; 2044-45: 0; 2045-46: 0; 2046-47: 0; 2047-48: 0; 2048-49: 0; 2049-50: 0
2.1FP | Raw water imports | RSRWI | Ml/d | 2 | 2021-22: 0; 2022-23: 0; 2023-24: 0; 2024-25: 0; 2025-26: 0; 2026-27: 0; 2027-28: 0; 2028-29: 0; 2029-30: 0; 2030-31: 0; 2031-32: 0; 2032-33: 0; 2033-34: 0; 2034-35: 0; 2035-36: 0; 2036-37: 0; 2037-38: 0; 2038-39: 0; 2039-40: 0; 2040-41: 0; 2041-42: 0; 2042-43: 0; 2043-44: 0; 2044-45: 0; 2045-46: 0; 2046-47: 0; 2047-48: 0; 2048-49: 0; 2049-50: 0
3.1FP | Potable water imports input reductions as -ve | RSPWI | Ml/d | 2 | 2021-22: 0; 2022-23: 0; 2023-24: 0; 2024-25: 0; 2025-26: 0; 2026-27: 0; 2027-28: 0; 2028-29: 0; 2029-30: 0; 2030-31: 0; 2031-32: 0; 2032-33: 0; 2033-34: 0; 2034-35: 0; 2035-36: 0; 2036-37: 0; 2037-38: 0; 2038-39: 0; 2039-40: 0; 2040-41: 0; 2041-42: 0; 2042-43: 0; 2043-44: 0; 2044-45: 0; 2045-46: 0; 2046-47: 0; 2047-48: 0; 2048-49: 0; 2049-50: 0
4.1FP | Raw water exports input reductions as +ve and increases as -ve | RSRWE | Ml/d | 2 | 2021-22: 0; 2022-23: 0; 2023-24: 0; 2024-25: 0; 2025-26: 0; 2026-27: 0; 2027-28: 0; 2028-29: 0; 2029-30: 0; 2030-31: 0; 2031-32: 0; 2032-33: 0; 2033-34: 0; 2034-35: 0; 2035-36: 0; 2036-37: 0; 2037-38: 0; 2038-39: 0; 2039-40: 0; 2040-41: 0; 2041-42: 0; 2042-43: 0; 2043-44: 0; 2044-45: 0; 2045-46: 0; 2046-47: 0; 2047-48: 0; 2048-49: 0; 2049-50: 0
5.1FP | Potable water exports input reductions as +ve and increases as -ve | RSPWE | Ml/d | 2 | 2021-22: 0; 2022-23: 0; 2023-24: 0; 2024-25: 0; 2025-26: 0; 2026-27: 0; 2027-28: 0; 2028-29: 0; 2029-30: 0; 2030-31: 0; 2031-32: 0; 2032-33: 0; 2033-34: 0; 2034-35: 0; 2035-36: 0; 2036-37: 0; 2037-38: 0; 2038-39: 0; 2039-40: 0; 2040-41: 0; 2041-42: 0; 2042-43: 0; 2043-44: 0; 2044-45: 0; 2045-46: 0; 2046-47: 0; 2047-48: 0; 2048-49: 0; 2049-50: 0
6.2FP | DO benefit from increase raw water abstractions | RSRWA | Ml/d | 2 | 2021-22: 0; 2022-23: 0; 2023-24: 0; 2024-25: 0; 2025-26: 0; 2026-27: 0; 2027-28: 0; 2028-29: 0; 2029-30: 0; 2030-31: 0; 2031-32: 0; 2032-33: 0; 2033-34: 0; 2034-35: 0; 2035-36: 0; 2036-37: 0; 2037-38: 0; 2038-39: 0; 2039-40: 0; 2040-41: 0; 2041-42: 0; 2042-43: 0; 2043-44: 0; 2044-45: 0; 2045-46: 0; 2046-47: 0; 2047-48: 0; 2048-49: 0; 2049-50: 0
6.3FP | Other options to increase deployable output | RSIPO | Ml/d | 2 | 2021-22: 0; 2022-23: 0; 2023-24: 0; 2024-25: 0; 2025-26: 0; 2026-27: 0; 2027-28: 0; 2028-29: 0; 2029-30: 0; 2030-31: 0; 2031-32: 0; 2032-33: 0; 2033-34: 0; 2034-35: 0; 2035-36: 0; 2036-37: 0; 2037-38: 0; 2038-39: 0; 2039-40: 0; 2040-41: 0; 2041-42: 0; 2042-43: 0; 2043-44: 0; 2044-45: 0; 2045-46: 0; 2046-47: 0; 2047-48: 0; 2048-49: 0; 2049-50: 0
7.01FP | DO benefit from supply side drought measures | RSDPS | Ml/d | 2 | 2021-22: 0; 2022-23: 0; 2023-24: 0; 2024-25: 0; 2025-26: 0; 2026-27: 0; 2027-28: 0; 2028-29: 0; 2029-30: 0; 2030-31: 0; 2031-32: 0; 2032-33: 0; 2033-34: 0; 2034-35: 0; 2035-36: 0; 2036-37: 0; 2037-38: 0; 2038-39: 0; 2039-40: 0; 2040-41: 0; 2041-42: 0; 2042-43: 0; 2043-44: 0; 2044-45: 0; 2045-46: 0; 2046-47: 0; 2047-48: 0; 2048-49: 0; 2049-50: 0
7.02FP | DO benefit from demand side drought measures | RSDPD | Ml/d | 2 | 2021-22: 0.5772; 2022-23: 0.5757; 2023-24: 0.55501; 2024-25: 0.54558; 2025-26: 0.53305; 2026-27: 0.52968; 2027-28: 0.52663; 2028-29: 0.51741; 2029-30: 0.49433; 2030-31: 0.46786; 2031-32: 0.45445; 2032-33: 0.44835; 2033-34: 0.44093; 2034-35: 0.43367; 2035-36: 0.43167; 2036-37: 0.4298; 2037-38: 0.42806; 2038-39: 0.42649; 2039-40: 0.42468; 2040-41: 0.42219; 2041-42: 0.42033; 2042-43: 0.41868; 2043-44: 0.41877; 2044-45: 0.41891; 2045-46: 0.41906; 2046-47: 0.41934; 2047-48: 0.41963; 2048-49: 0.42001; 2049-50: 0.42036
8.1FP | Reduce raw water losses and operational use input as -ve | RSLOU | Ml/d | 2 | 2021-22: 0; 2022-23: 0; 2023-24: 0; 2024-25: 0; 2025-26: 0; 2026-27: 0; 2027-28: 0; 2028-29: 0; 2029-30: 0; 2030-31: 0; 2031-32: 0; 2032-33: 0; 2033-34: 0; 2034-35: 0; 2035-36: 0; 2036-37: 0; 2037-38: 0; 2038-39: 0; 2039-40: 0; 2040-41: 0; 2041-42: 0; 2042-43: 0; 2043-44: 0; 2044-45: 0; 2045-46: 0; 2046-47: 0; 2047-48: 0; 2048-49: 0; 2049-50: 0
8.2FP | Reduce treatment works losses input as -ve | PSTWL | Ml/d | 2 | 2021-22: 0; 2022-23: 0; 2023-24: 0; 2024-25: 0; 2025-26: 0; 2026-27: 0; 2027-28: 0; 2028-29: 0; 2029-30: 0; 2030-31: 0; 2031-32: 0; 2032-33: 0; 2033-34: 0; 2034-35: 0; 2035-36: 0; 2036-37: 0; 2037-38: 0; 2038-39: 0; 2039-40: 0; 2040-41: 0; 2041-42: 0; 2042-43: 0; 2043-44: 0; 2044-45: 0; 2045-46: 0; 2046-47: 0; 2047-48: 0; 2048-49: 0; 2049-50: 0
9.1FP | Reduce outages input as -ve | PSROU | Ml/d | 2 | 2021-22: 0; 2022-23: 0; 2023-24: 0; 2024-25: 0; 2025-26: 0; 2026-27: 0; 2027-28: 0; 2028-29: 0; 2029-30: 0; 2030-31: 0; 2031-32: 0; 2032-33: 0; 2033-34: 0; 2034-35: 0; 2035-36: 0; 2036-37: 0; 2037-38: 0; 2038-39: 0; 2039-40: 0; 2040-41: 0; 2041-42: 0; 2042-43: 0; 2043-44: 0; 2044-45: 0; 2045-46: 0; 2046-47: 0; 2047-48: 0; 2048-49: 0; 2049-50: 0
12.2FP | Change volume delivered to measured non households input reductions as -ve, line to include both measured non-household consumption and USPL options | CVMNH | Ml/d | 2 | 2021-22: 0; 2022-23: 0; 2023-24: 0; 2024-25: 0; 2025-26: -0.010254; 2026-27: -0.020508; 2027-28: -0.030764; 2028-29: -0.04102; 2029-30: -0.051278; 2030-31: -0.073137; 2031-32: -0.094997; 2032-33: -0.11686; 2033-34: -0.13872; 2034-35: -0.16058; 2035-36: -0.1809; 2036-37: -0.20122; 2037-38: -0.22154; 2038-39: -0.22166; 2039-40: -0.22179; 2040-41: -0.22191; 2041-42: -0.22204; 2042-43: -0.22216; 2043-44: -0.22229; 2044-45: -0.22242; 2045-46: -0.22255; 2046-47: -0.22268; 2047-48: -0.22281; 2048-49: -0.22295; 2049-50: -0.22308
13.1FP | Change volume delivered to unmeasured non households input reductions as -ve, line to include both unmeasured non-household consumption and USPL options | CVUNH | Ml/d | 2 | 2021-22: 0; 2022-23: 0; 2023-24: 0; 2024-25: 0; 2025-26: -3.2349e-06; 2026-27: -6.4017e-06; 2027-28: -9.5003e-06; 2028-29: -1.2531e-05; 2029-30: -1.5493e-05; 2030-31: -1.8388e-05; 2031-32: -2.1214e-05; 2032-33: -2.3972e-05; 2033-34: -2.6662e-05; 2034-35: -2.9625e-05; 2035-36: -3.2587e-05; 2036-37: -3.5549e-05; 2037-38: -3.8512e-05; 2038-39: -4.1474e-05; 2039-40: -4.4437e-05; 2040-41: -4.7399e-05; 2041-42: -5.0362e-05; 2042-43: -5.3324e-05; 2043-44: -5.6287e-05; 2044-45: -5.9249e-05; 2045-46: -6.2212e-05; 2046-47: -6.5174e-05; 2047-48: -6.8136e-05; 2048-49: -7.1099e-05; 2049-50: -7.4061e-05
14.1FP | Change volume delivered to measured households input reductions as -ve, line to include both measured household consumption and USPL options | CVMHH | Ml/d | 2 | 2021-22: 0; 2022-23: 0; 2023-24: 0; 2024-25: 0; 2025-26: -0.1181; 2026-27: -0.26049; 2027-28: -0.31412; 2028-29: -0.39792; 2029-30: -0.19306; 2030-31: 0.22454; 2031-32: 0.35017; 2032-33: 0.27521; 2033-34: 0.18952; 2034-35: 0.10496; 2035-36: 0.07098; 2036-37: 0.037174; 2037-38: 0.0030638; 2038-39: -0.031019; 2039-40: -0.064589; 2040-41: -0.097436; 2041-42: -0.13054; 2042-43: -0.16335; 2043-44: -0.18073; 2044-45: -0.19823; 2045-46: -0.21551; 2046-47: -0.23274; 2047-48: -0.25035; 2048-49: -0.26822; 2049-50: -0.28645
15.1FP | Change volume delivered to unmeasured households input reductions as -ve, line to include both unmeasured household consumption and USPL options | CVUHH | Ml/d | 2 | 2021-22: 0; 2022-23: 0; 2023-24: 0; 2024-25: 0; 2025-26: 0.10676; 2026-27: 0.23098; 2027-28: 0.2355; 2028-29: 0.23278; 2029-30: -0.20008; 2030-31: -0.91479; 2031-32: -1.199; 2032-33: -1.1976; 2033-34: -1.1969; 2034-35: -1.1962; 2035-36: -1.1951; 2036-37: -1.194; 2037-38: -1.1927; 2038-39: -1.1917; 2039-40: -1.1906; 2040-41: -1.1896; 2041-42: -1.1888; 2042-43: -1.1886; 2043-44: -1.1877; 2044-45: -1.1868; 2045-46: -1.1858; 2046-47: -1.185; 2047-48: -1.1842; 2048-49: -1.1834; 2049-50: -1.1823
21.1FP | Options to reduce water taken unbilled input as -ve | CSWTU | Ml/d | 2 | 2021-22: 0; 2022-23: 0; 2023-24: 0; 2024-25: 0; 2025-26: -7.6733e-07; 2026-27: -1.6528e-06; 2027-28: -1.889e-06; 2028-29: -2.1252e-06; 2029-30: 1.6768e-07; 2030-31: 4.2865e-06; 2031-32: 5.9861e-06; 2032-33: 5.9696e-06; 2033-34: 5.953e-06; 2034-35: 5.9365e-06; 2035-36: 5.92e-06; 2036-37: 5.9035e-06; 2037-38: 5.8869e-06; 2038-39: 5.8704e-06; 2039-40: 5.8539e-06; 2040-41: 5.8395e-06; 2041-42: 5.8272e-06; 2042-43: 5.8149e-06; 2043-44: 5.8026e-06; 2044-45: 5.7903e-06; 2045-46: 5.778e-06; 2046-47: 5.7658e-06; 2047-48: 5.7535e-06; 2048-49: 5.7412e-06; 2049-50: 5.7289e-06
22.1FP | Reduce distribution system operational use (DSOU) input as -ve | DSDOU | Ml/d | 2 | 2021-22: 0; 2022-23: 0; 2023-24: 0; 2024-25: 0; 2025-26: 0; 2026-27: 0; 2027-28: 0; 2028-29: 0; 2029-30: 0; 2030-31: 0; 2031-32: 0; 2032-33: 0; 2033-34: 0; 2034-35: 0; 2035-36: 0; 2036-37: 0; 2037-38: 0; 2038-39: 0; 2039-40: 0; 2040-41: 0; 2041-42: 0; 2042-43: 0; 2043-44: 0; 2044-45: 0; 2045-46: 0; 2046-47: 0; 2047-48: 0; 2048-49: 0; 2049-50: 0
23.1FP | Options impacting on measured Non Household - USPL input reductions as -ve | CUMNH | Ml/d | 2 | 2021-22: 0; 2022-23: 0; 2023-24: 0; 2024-25: 0; 2025-26: -9.9126e-05; 2026-27: -0.0001992; 2027-28: -0.00030023; 2028-29: -0.0004022; 2029-30: -0.00050513; 2030-31: -0.000609; 2031-32: -0.00071383; 2032-33: -0.0008196; 2033-34: -0.00092632; 2034-35: -0.001034; 2035-36: -0.0011426; 2036-37: -0.0012522; 2037-38: -0.0013627; 2038-39: -0.0014742; 2039-40: -0.0015866; 2040-41: -0.0017; 2041-42: -0.0018143; 2042-43: -0.0019296; 2043-44: -0.0020458; 2044-45: -0.002163; 2045-46: -0.0022811; 2046-47: -0.0024001; 2047-48: -0.0025202; 2048-49: -0.0026411; 2049-50: -0.002763
24.1FP | Options impacting on unmeasured Non Household - USPL input reductions as -ve | CUUNH | Ml/d | 2 | 2021-22: 0; 2022-23: 0; 2023-24: 0; 2024-25: 0; 2025-26: -3.2349e-06; 2026-27: -6.4017e-06; 2027-28: -9.5003e-06; 2028-29: -1.2531e-05; 2029-30: -1.5493e-05; 2030-31: -1.8388e-05; 2031-32: -2.1214e-05; 2032-33: -2.3972e-05; 2033-34: -2.6662e-05; 2034-35: -2.9625e-05; 2035-36: -3.2587e-05; 2036-37: -3.5549e-05; 2037-38: -3.8512e-05; 2038-39: -4.1474e-05; 2039-40: -4.4437e-05; 2040-41: -4.7399e-05; 2041-42: -5.0362e-05; 2042-43: -5.3324e-05; 2043-44: -5.6287e-05; 2044-45: -5.9249e-05; 2045-46: -6.2212e-05; 2046-47: -6.5174e-05; 2047-48: -6.8136e-05; 2048-49: -7.1099e-05; 2049-50: -7.4061e-05
25.1FP | Options impacting on measured Household - USPL input reductions as -ve | CUMHH | Ml/d | 2 | 2021-22: 0; 2022-23: 0; 2023-24: 0; 2024-25: 0; 2025-26: -0.0035272; 2026-27: -0.0074915; 2027-28: -0.00925; 2028-29: -0.011018; 2029-30: -0.0067298; 2030-31: 0.001871; 2031-32: 0.0046804; 2032-33: 0.0034003; 2033-34: 0.0021062; 2034-35: 0.00079813; 2035-36: -0.00052358; 2036-37: -0.0018593; 2037-38: -0.003208; 2038-39: -0.0045678; 2039-40: -0.005939; 2040-41: -0.0073174; 2041-42: -0.0087009; 2042-43: -0.010095; 2043-44: -0.011501; 2044-45: -0.012918; 2045-46: -0.014346; 2046-47: -0.015783; 2047-48: -0.017229; 2048-49: -0.018682; 2049-50: -0.020143
26.1FP | Options impacting on unmeasured Household - USPL input reductions as -ve | CUUHH | Ml/d | 2 | 2021-22: 0; 2022-23: 0; 2023-24: 0; 2024-25: 0; 2025-26: 0.0039715; 2026-27: 0.0086528; 2027-28: 0.0094386; 2028-29: 0.010225; 2029-30: -0.0033956; 2030-31: -0.02704; 2031-32: -0.036726; 2032-33: -0.036739; 2033-34: -0.036751; 2034-35: -0.036763; 2035-36: -0.036774; 2036-37: -0.036785; 2037-38: -0.036795; 2038-39: -0.036804; 2039-40: -0.036813; 2040-41: -0.036833; 2041-42: -0.036864; 2042-43: -0.036894; 2043-44: -0.036924; 2044-45: -0.036953; 2045-46: -0.036981; 2046-47: -0.037008; 2047-48: -0.037035; 2048-49: -0.037061; 2049-50: -0.037086
27.1FP | Options impacting on Void properties - USPL input reductions as -ve | CUVPP | Ml/d | 2 | 2021-22: 0; 2022-23: 0; 2023-24: 0; 2024-25: 0; 2025-26: 7.6733e-07; 2026-27: 1.6528e-06; 2027-28: 1.889e-06; 2028-29: 2.1252e-06; 2029-30: -1.6768e-07; 2030-31: -4.2865e-06; 2031-32: -5.9861e-06; 2032-33: -5.9696e-06; 2033-34: -5.953e-06; 2034-35: -5.9365e-06; 2035-36: -5.92e-06; 2036-37: -5.9035e-06; 2037-38: -5.8869e-06; 2038-39: -5.8704e-06; 2039-40: -5.8539e-06; 2040-41: -5.8395e-06; 2041-42: -5.8272e-06; 2042-43: -5.8149e-06; 2043-44: -5.8026e-06; 2044-45: -5.7903e-06; 2045-46: -5.778e-06; 2046-47: -5.7658e-06; 2047-48: -5.7535e-06; 2048-49: -5.7412e-06; 2049-50: -5.7289e-06
28.1FP | Reduce distribution losses input as -ve | DSRDL | Ml/d | 2 | 2021-22: 0; 2022-23: 0; 2023-24: 0; 2024-25: 0; 2025-26: -0.016013; 2026-27: -0.032298; 2027-28: -0.046891; 2028-29: -0.061476; 2029-30: -0.067705; 2030-31: -0.06822; 2031-32: -0.076905; 2032-33: -0.091173; 2033-34: -0.10543; 2034-35: -0.11967; 2035-36: -0.13389; 2036-37: -0.1481; 2037-38: -0.1623; 2038-39: -0.17649; 2039-40: -0.19066; 2040-41: -0.20482; 2041-42: -0.21896; 2042-43: -0.23309; 2043-44: -0.2472; 2044-45: -0.26131; 2045-46: -0.2754; 2046-47: -0.28948; 2047-48: -0.30356; 2048-49: -0.31762; 2049-50: -0.33168
Table 3f: DYCP - Final plan | Back to top of sheet
WRMP24 reference | Component | Derivation | Unit | Decimal places | 2019-20 | 2020-21 | 2021-22 | 2022-23 | 2023-24 | 2024-25 | 2025-26 | 2026-27 | 2027-28 | 2028-29 | 2029-30 | 2030-31 | 2031-32 | 2032-33 | 2033-34 | 2034-35 | 2035-36 | 2036-37 | 2037-38 | 2038-39 | 2039-40 | 2040-41 | 2041-42 | 2042-43 | 2043-44 | 2044-45 | 2045-46 | 2046-47 | 2047-48 | 2048-49 | 2049-50 | 2050-51 | 2051-52 | 2052-53 | 2053-54 | 2054-55 | 2055-56 | 2056-57 | 2057-58 | 2058-59 | 2059-60 | 2060-61 | 2061-62 | 2062-63 | 2063-64 | 2064-65 | 2065-66 | 2066-67 | 2067-68 | 2068-69 | 2069-70 | 2070-71 | 2071-72 | 2072-73 | 2073-74 | 2074-75 | 2075-76 | 2076-77 | 2077-78 | 2078-79 | 2079-80 | 2080-81 | 2081-82 | 2082-83 | 2083-84 | 2084-85 | 2085-86 | 2086-87 | 2087-88 | 2088-89 | 2089-90 | 2090-91 | 2091-92 | 2092-93 | 2093-94 | 2094-95 | 2095-96 | 2096-97 | 2097-98 | 2098-99 | 2099-100
1FP | Raw water abstracted | Input | Ml/d | 2 | 2021-22: 11.7709; 2022-23: 11.6725; 2023-24: 11.584; 2024-25: 11.5132; 2025-26: 11.5439; 2026-27: 11.5527; 2027-28: 11.5153; 2028-29: 11.4436; 2029-30: 11.3504; 2030-31: 11.2465; 2031-32: 11.1439; 2032-33: 13.3652; 2033-34: 13.2585; 2034-35: 13.1553; 2035-36: 13.0794; 2036-37: 13.0195; 2037-38: 12.9939; 2038-39: 12.9715; 2039-40: 12.9496; 2040-41: 12.9228; 2041-42: 12.9005; 2042-43: 12.8801; 2043-44: 12.875; 2044-45: 12.8709; 2045-46: 12.8669; 2046-47: 12.8643; 2047-48: 12.8626; 2048-49: 12.8623; 2049-50: 12.8633
1.1FP | Non-potable water supplies | 1.1BL + 1.11FP | Ml/d | 2 | 2019-20: 0; 2020-21: 0; 2021-22: 0; 2022-23: 0; 2023-24: 0; 2024-25: 0; 2025-26: 0; 2026-27: 0; 2027-28: 0; 2028-29: 0; 2029-30: 0; 2030-31: 0; 2031-32: 0; 2032-33: 0; 2033-34: 0; 2034-35: 0; 2035-36: 0; 2036-37: 0; 2037-38: 0; 2038-39: 0; 2039-40: 0; 2040-41: 0; 2041-42: 0; 2042-43: 0; 2043-44: 0; 2044-45: 0; 2045-46: 0; 2046-47: 0; 2047-48: 0; 2048-49: 0; 2049-50: 0
2FP | Raw water imported | 2BL + 2.1FP | Ml/d | 2 | 2019-20: 0; 2020-21: 0; 2021-22: 2.27; 2022-23: 2.27; 2023-24: 2.27; 2024-25: 2.27; 2025-26: 2.27; 2026-27: 2.27; 2027-28: 2.27; 2028-29: 2.27; 2029-30: 2.27; 2030-31: 2.27; 2031-32: 2.27; 2032-33: 2.27; 2033-34: 2.27; 2034-35: 2.27; 2035-36: 2.27; 2036-37: 2.27; 2037-38: 2.27; 2038-39: 2.27; 2039-40: 2.27; 2040-41: 2.27; 2041-42: 2.27; 2042-43: 2.27; 2043-44: 2.27; 2044-45: 2.27; 2045-46: 2.27; 2046-47: 2.27; 2047-48: 2.27; 2048-49: 2.27; 2049-50: 2.27
3FP | Potable water imported | 3BL + 3.1FP | Ml/d | 2 | 2019-20: 0; 2020-21: 0; 2021-22: 0; 2022-23: 0; 2023-24: 0; 2024-25: 0; 2025-26: 0; 2026-27: 0; 2027-28: 0; 2028-29: 0; 2029-30: 0; 2030-31: 0; 2031-32: 0; 2032-33: 0; 2033-34: 0; 2034-35: 0; 2035-36: 0; 2036-37: 0; 2037-38: 0; 2038-39: 0; 2039-40: 0; 2040-41: 0; 2041-42: 0; 2042-43: 0; 2043-44: 0; 2044-45: 0; 2045-46: 0; 2046-47: 0; 2047-48: 0; 2048-49: 0; 2049-50: 0
4FP | Raw water exported enter as -ve | 4BL + 4.1FP | Ml/d | 2 | 2019-20: 0; 2020-21: 0; 2021-22: 0; 2022-23: 0; 2023-24: 0; 2024-25: 0; 2025-26: 0; 2026-27: 0; 2027-28: 0; 2028-29: 0; 2029-30: 0; 2030-31: 0; 2031-32: 0; 2032-33: 0; 2033-34: 0; 2034-35: 0; 2035-36: 0; 2036-37: 0; 2037-38: 0; 2038-39: 0; 2039-40: 0; 2040-41: 0; 2041-42: 0; 2042-43: 0; 2043-44: 0; 2044-45: 0; 2045-46: 0; 2046-47: 0; 2047-48: 0; 2048-49: 0; 2049-50: 0
5FP | Potable water exported enter as -ve | 5BL + 5.1FP | Ml/d | 2 | 2019-20: 0; 2020-21: 0; 2021-22: -1.38; 2022-23: -1.38; 2023-24: -1.38; 2024-25: -1.38; 2025-26: -1.38; 2026-27: -1.38; 2027-28: -1.38; 2028-29: -1.38; 2029-30: -1.38; 2030-31: -1.38; 2031-32: -1.38; 2032-33: -1.38; 2033-34: -1.38; 2034-35: -1.38; 2035-36: -1.38; 2036-37: -1.38; 2037-38: -1.38; 2038-39: -1.38; 2039-40: -1.38; 2040-41: -1.38; 2041-42: -1.38; 2042-43: -1.38; 2043-44: -1.38; 2044-45: -1.38; 2045-46: -1.38; 2046-47: -1.38; 2047-48: -1.38; 2048-49: -1.38; 2049-50: -1.38
6.1FP | Deployable Output post forecast changes | 6.1BL + 6.2FP + 6.3FP +7.01FP +7.02FP | Ml/d | 2 | 2019-20: 0; 2020-21: 0; 2021-22: 21.9272; 2022-23: 21.9257; 2023-24: 21.905; 2024-25: 21.8956; 2025-26: 21.8831; 2026-27: 21.8797; 2027-28: 21.8766; 2028-29: 21.8674; 2029-30: 21.8443; 2030-31: 21.8179; 2031-32: 21.8044; 2032-33: 21.7983; 2033-34: 21.7909; 2034-35: 21.7837; 2035-36: 21.7817; 2036-37: 21.7798; 2037-38: 21.7781; 2038-39: 21.7765; 2039-40: 21.7747; 2040-41: 21.7722; 2041-42: 21.7703; 2042-43: 21.7687; 2043-44: 21.7688; 2044-45: 21.7689; 2045-46: 21.7691; 2046-47: 21.7693; 2047-48: 21.7696; 2048-49: 21.77; 2049-50: 21.7704
8FP | Raw water losses, treatment works losses and operational use | 8BL + 8.1FP + 8.2FP | Ml/d | 2 | 2019-20: 0; 2020-21: 0; 2021-22: 0.72865; 2022-23: 0.72865; 2023-24: 0.72865; 2024-25: 0.72865; 2025-26: 0.72865; 2026-27: 0.72865; 2027-28: 0.72865; 2028-29: 0.72865; 2029-30: 0.72865; 2030-31: 0.72865; 2031-32: 0.72865; 2032-33: 0.72865; 2033-34: 0.72865; 2034-35: 0.72865; 2035-36: 0.72865; 2036-37: 0.72865; 2037-38: 0.72865; 2038-39: 0.72865; 2039-40: 0.72865; 2040-41: 0.72865; 2041-42: 0.72865; 2042-43: 0.72865; 2043-44: 0.72865; 2044-45: 0.72865; 2045-46: 0.72865; 2046-47: 0.72865; 2047-48: 0.72865; 2048-49: 0.72865; 2049-50: 0.72865
9FP | Total Outage Allowance | 9BL + 9.1FP | Ml/d | 2 | 2019-20: 0; 2020-21: 0; 2021-22: 0.5; 2022-23: 0.5; 2023-24: 0.5; 2024-25: 0.5; 2025-26: 0.5; 2026-27: 0.5; 2027-28: 0.5; 2028-29: 0.5; 2029-30: 0.5; 2030-31: 0.5; 2031-32: 0.5; 2032-33: 0.5; 2033-34: 0.5; 2034-35: 0.5; 2035-36: 0.5; 2036-37: 0.5; 2037-38: 0.5; 2038-39: 0.5; 2039-40: 0.5; 2040-41: 0.5; 2041-42: 0.5; 2042-43: 0.5; 2043-44: 0.5; 2044-45: 0.5; 2045-46: 0.5; 2046-47: 0.5; 2047-48: 0.5; 2048-49: 0.5; 2049-50: 0.5
10FP | Water Available For Use (own sources) | (6.1FP) - (8FP + 9FP) | Ml/d | 2 | 2019-20: 0; 2020-21: 0; 2021-22: 20.6986; 2022-23: 20.6971; 2023-24: 20.6764; 2024-25: 20.6669; 2025-26: 20.6544; 2026-27: 20.651; 2027-28: 20.648; 2028-29: 20.6388; 2029-30: 20.6157; 2030-31: 20.5892; 2031-32: 20.5758; 2032-33: 20.5697; 2033-34: 20.5623; 2034-35: 20.555; 2035-36: 20.553; 2036-37: 20.5511; 2037-38: 20.5494; 2038-39: 20.5478; 2039-40: 20.546; 2040-41: 20.5435; 2041-42: 20.5417; 2042-43: 20.54; 2043-44: 20.5401; 2044-45: 20.5403; 2045-46: 20.5404; 2046-47: 20.5407; 2047-48: 20.541; 2048-49: 20.5414; 2049-50: 20.5417
11FP | Total Water Available For Use | 10FP + sum (2FP:5FP) | Ml/d | 2 | 2019-20: 0; 2020-21: 0; 2021-22: 21.5886; 2022-23: 21.5871; 2023-24: 21.5664; 2024-25: 21.5569; 2025-26: 21.5444; 2026-27: 21.541; 2027-28: 21.538; 2028-29: 21.5288; 2029-30: 21.5057; 2030-31: 21.4792; 2031-32: 21.4658; 2032-33: 21.4597; 2033-34: 21.4523; 2034-35: 21.445; 2035-36: 21.443; 2036-37: 21.4411; 2037-38: 21.4394; 2038-39: 21.4378; 2039-40: 21.436; 2040-41: 21.4335; 2041-42: 21.4317; 2042-43: 21.43; 2043-44: 21.4301; 2044-45: 21.4303; 2045-46: 21.4304; 2046-47: 21.4307; 2047-48: 21.431; 2048-49: 21.4314; 2049-50: 21.4317
12FP | Water delivered measured non-household | 12BL + 12.2FP | Ml/d | 2 | 2019-20: 0; 2020-21: 0; 2021-22: 3.4019; 2022-23: 3.9534; 2023-24: 4.1172; 2024-25: 4.3066; 2025-26: 4.4617; 2026-27: 4.5021; 2027-28: 4.5071; 2028-29: 4.5114; 2029-30: 4.5128; 2030-31: 4.4987; 2031-32: 4.4839; 2032-33: 6.7589; 2033-34: 6.7441; 2034-35: 6.7293; 2035-36: 6.7162; 2036-37: 6.7031; 2037-38: 6.6902; 2038-39: 6.6974; 2039-40: 6.7047; 2040-41: 6.712; 2041-42: 6.7192; 2042-43: 6.7263; 2043-44: 6.7333; 2044-45: 6.7402; 2045-46: 6.7469; 2046-47: 6.7536; 2047-48: 6.7603; 2048-49: 6.7669; 2049-50: 6.7735
12.1FP | Non-potable water consumption | Input | Ml/d | 2 | 2021-22: 0; 2022-23: 0; 2023-24: 0; 2024-25: 0; 2025-26: 0; 2026-27: 0; 2027-28: 0; 2028-29: 0; 2029-30: 0; 2030-31: 0; 2031-32: 0; 2032-33: 0; 2033-34: 0; 2034-35: 0; 2035-36: 0; 2036-37: 0; 2037-38: 0; 2038-39: 0; 2039-40: 0; 2040-41: 0; 2041-42: 0; 2042-43: 0; 2043-44: 0; 2044-45: 0; 2045-46: 0; 2046-47: 0; 2047-48: 0; 2048-49: 0; 2049-50: 0
13FP | Water delivered unmeasured non-household | 13BL + 13.1FP | Ml/d | 2 | 2019-20: 0; 2020-21: 0; 2021-22: 0.030406; 2022-23: 0.027042; 2023-24: 0.026669; 2024-25: 0.016725; 2025-26: 0.0090209; 2026-27: 0.0089227; 2027-28: 0.0088246; 2028-29: 0.0087266; 2029-30: 0.0086286; 2030-31: 0.0085307; 2031-32: 0.0084329; 2032-33: 0.0083351; 2033-34: 0.0082375; 2034-35: 0.0082345; 2035-36: 0.0082315; 2036-37: 0.0082286; 2037-38: 0.0082256; 2038-39: 0.0082226; 2039-40: 0.0082197; 2040-41: 0.0082167; 2041-42: 0.0082138; 2042-43: 0.0082108; 2043-44: 0.0082078; 2044-45: 0.0082049; 2045-46: 0.0082019; 2046-47: 0.0081989; 2047-48: 0.008196; 2048-49: 0.008193; 2049-50: 0.0081901
14FP | Water delivered measured household | 14BL + 14.1FP | Ml/d | 2 | 2019-20: 0; 2020-21: 0; 2021-22: 3.7814; 2022-23: 3.6518; 2023-24: 3.619; 2024-25: 3.6012; 2025-26: 3.5593; 2026-27: 3.5641; 2027-28: 3.5762; 2028-29: 3.5334; 2029-30: 3.7615; 2030-31: 4.2029; 2031-32: 4.3444; 2032-33: 4.2872; 2033-34: 4.2178; 2034-35: 4.1501; 2035-36: 4.1332; 2036-37: 4.1174; 2037-38: 4.1032; 2038-39: 4.0905; 2039-40: 4.0754; 2040-41: 4.0538; 2041-42: 4.0387; 2042-43: 4.0255; 2043-44: 4.0285; 2044-45: 4.032; 2045-46: 4.0355; 2046-47: 4.0401; 2047-48: 4.0449; 2048-49: 4.0505; 2049-50: 4.0559
15FP | Water delivered unmeasured household | 15BL + 15.1FP | Ml/d | 2 | 2019-20: 0; 2020-21: 0; 2021-22: 2.3333; 2022-23: 2.2942; 2023-24: 2.1104; 2024-25: 2.0262; 2025-26: 1.9399; 2026-27: 1.9003; 2027-28: 1.8563; 2028-29: 1.8051; 2029-30: 1.3237; 2030-31: 0.58177; 2031-32: 0.29191; 2032-33: 0.28767; 2033-34: 0.28255; 2034-35: 0.2774; 2035-36: 0.27367; 2036-37: 0.26992; 2037-38: 0.26612; 2038-39: 0.26237; 2039-40: 0.25857; 2040-41: 0.25448; 2041-42: 0.2501; 2042-43: 0.24587; 2043-44: 0.24282; 2044-45: 0.23978; 2045-46: 0.2368; 2046-47: 0.2339; 2047-48: 0.23098; 2048-49: 0.22809; 2049-50: 0.22511
16FP | Percentage of consumption driven by climate change | 16BL | % | 1 | 2019-20: 0%; 2020-21: 0%; 2021-22: 0%; 2022-23: 0.4199%; 2023-24: 1.634%; 2024-25: 1.624%; 2025-26: 1.561%; 2026-27: 1.522%; 2027-28: 1.539%; 2028-29: 1.552%; 2029-30: 1.682%; 2030-31: 1.71%; 2031-32: 1.747%; 2032-33: 1.449%; 2033-34: 1.475%; 2034-35: 1.506%; 2035-36: 1.532%; 2036-37: 1.557%; 2037-38: 1.588%; 2038-39: 1.614%; 2039-40: 1.639%; 2040-41: 1.67%; 2041-42: 1.694%; 2042-43: 1.722%; 2043-44: 1.75%; 2044-45: 1.778%; 2045-46: 1.806%; 2046-47: 1.834%; 2047-48: 1.862%; 2048-49: 1.891%; 2049-50: 1.919%
17FP | Volume of consumption driven by climate change | 16FP * (12FP + sum(13FP:15FP) - sum (23FP:26FP)) | Ml/d | 2 | 2019-20: 0; 2020-21: 0; 2021-22: 0; 2022-23: 0.040958; 2023-24: 0.15862; 2024-25: 0.15901; 2025-26: 0.1532; 2026-27: 0.14944; 2027-28: 0.15068; 2028-29: 0.15058; 2029-30: 0.15913; 2030-31: 0.15658; 2031-32: 0.15724; 2032-33: 0.16253; 2033-34: 0.16413; 2034-35: 0.16622; 2035-36: 0.1686; 2036-37: 0.17093; 2037-38: 0.17379; 2038-39: 0.17649; 2039-40: 0.17912; 2040-41: 0.18212; 2041-42: 0.18464; 2042-43: 0.18747; 2043-44: 0.19065; 2044-45: 0.19384; 2045-46: 0.19704; 2046-47: 0.20029; 2047-48: 0.20356; 2048-49: 0.20688; 2049-50: 0.21018
18FP | Measured Household - PCC | ((14FP - 25FP) * 1,000,000) / (39FP * 1000) | l/h/d | 1 | 2019-20: #DIV/0!; 2020-21: #DIV/0!; 2021-22: 143.9841; 2022-23: 139.8083; 2023-24: 136.2211; 2024-25: 133.9811; 2025-26: 131.3515; 2026-27: 129.4665; 2027-28: 128.1332; 2028-29: 125.7459; 2029-30: 122.2987; 2030-31: 119.7779; 2031-32: 117.7565; 2032-33: 115.7399; 2033-34: 113.4296; 2034-35: 111.1822; 2035-36: 110.3169; 2036-37: 109.5039; 2037-38: 108.7037; 2038-39: 107.9342; 2039-40: 107.1521; 2040-41: 106.2247; 2041-42: 105.4498; 2042-43: 104.7191; 2043-44: 104.403; 2044-45: 104.0916; 2045-46: 103.7841; 2046-47: 103.5098; 2047-48: 103.2199; 2048-49: 102.9291; 2049-50: 102.6226
19FP | Unmeasured Household - PCC | ((15FP - 26FP) * 1,000,000) / (40FP * 1000) | l/h/d | 1 | 2019-20: #DIV/0!; 2020-21: #DIV/0!; 2021-22: 204.2551; 2022-23: 210.6636; 2023-24: 196.876; 2024-25: 193.8211; 2025-26: 188.584; 2026-27: 184.9317; 2027-28: 180.8481; 2028-29: 176.041; 2029-30: 171.9981; 2030-31: 169.3316; 2031-32: 166.9194; 2032-33: 164.5127; 2033-34: 161.6001; 2034-35: 158.6883; 2035-36: 156.6396; 2036-37: 154.5919; 2037-38: 152.5288; 2038-39: 150.5032; 2039-40: 148.461; 2040-41: 146.4327; 2041-42: 144.4084; 2042-43: 142.4689; 2043-44: 141.2295; 2044-45: 139.9942; 2045-46: 138.7868; 2046-47: 137.6228; 2047-48: 136.4444; 2048-49: 135.2702; 2049-50: 134.0411
20FP | Average Household - PCC | (((14FP - 25FP) + (15FP - 26FP)) * 1,000,000)/ ((39FP + 40FP) * 1,000) | l/h/d | 1 | 2019-20: #DIV/0!; 2020-21: #DIV/0!; 2021-22: 162.0182; 2022-23: 160.5504; 2023-24: 153.5552; 2024-25: 150.6449; 2025-26: 147.0112; 2026-27: 144.4552; 2027-28: 142.2215; 2028-29: 139.1082; 2029-30: 132.173; 2030-31: 124.155; 2031-32: 119.9572; 2032-33: 117.9149; 2033-34: 115.5698; 2034-35: 113.285; 2035-36: 112.3589; 2036-37: 111.4834; 2037-38: 110.6192; 2038-39: 109.786; 2039-40: 108.9412; 2040-41: 107.9568; 2041-42: 107.1166; 2042-43: 106.3228; 2043-44: 105.9562; 2044-45: 105.5946; 2045-46: 105.2386; 2046-47: 104.9168; 2047-48: 104.5798; 2048-49: 104.2423; 2049-50: 103.8881
21FP | Water taken unbilled | 21BL + 21.1FP | Ml/d | 2 | 2019-20: 0; 2020-21: 0; 2021-22: 0.17767; 2022-23: 0.18667; 2023-24: 0.18655; 2024-25: 0.18654; 2025-26: 0.18669; 2026-27: 0.18654; 2027-28: 0.1864; 2028-29: 0.1863; 2029-30: 0.18622; 2030-31: 0.18614; 2031-32: 0.18606; 2032-33: 0.18598; 2033-34: 0.1859; 2034-35: 0.18582; 2035-36: 0.18574; 2036-37: 0.18566; 2037-38: 0.18558; 2038-39: 0.1855; 2039-40: 0.18542; 2040-41: 0.18535; 2041-42: 0.18527; 2042-43: 0.1852; 2043-44: 0.18513; 2044-45: 0.18505; 2045-46: 0.18498; 2046-47: 0.18491; 2047-48: 0.18484; 2048-49: 0.18477; 2049-50: 0.18471
22FP | Distribution system operational use | 22BL + 22.1FP | Ml/d | 2 | 2019-20: 0; 2020-21: 0; 2021-22: 0.10012; 2022-23: 0.10012; 2023-24: 0.10012; 2024-25: 0.10012; 2025-26: 0.10012; 2026-27: 0.10012; 2027-28: 0.10012; 2028-29: 0.10012; 2029-30: 0.10012; 2030-31: 0.10012; 2031-32: 0.10012; 2032-33: 0.10012; 2033-34: 0.10012; 2034-35: 0.10012; 2035-36: 0.10012; 2036-37: 0.10012; 2037-38: 0.10012; 2038-39: 0.10012; 2039-40: 0.10012; 2040-41: 0.10012; 2041-42: 0.10012; 2042-43: 0.10012; 2043-44: 0.10012; 2044-45: 0.10012; 2045-46: 0.10012; 2046-47: 0.10012; 2047-48: 0.10012; 2048-49: 0.10012; 2049-50: 0.10012
23FP | Measured Non Household - USPL | 23BL + 23.1FP | Ml/d | 2 | 2019-20: 0; 2020-21: 0; 2021-22: 0.014512; 2022-23: 0.0099749; 2023-24: 0.0096389; 2024-25: 0.0094931; 2025-26: 0.0096664; 2026-27: 0.0096131; 2027-28: 0.0095589; 2028-29: 0.0095037; 2029-30: 0.0094476; 2030-31: 0.0093905; 2031-32: 0.0093324; 2032-33: 0.0092734; 2033-34: 0.0092135; 2034-35: 0.0091526; 2035-36: 0.0090907; 2036-37: 0.0090279; 2037-38: 0.0089642; 2038-39: 0.0088995; 2039-40: 0.0088338; 2040-41: 0.0087673; 2041-42: 0.0086997; 2042-43: 0.0086312; 2043-44: 0.0085618; 2044-45: 0.0084914; 2045-46: 0.00842; 2046-47: 0.0083477; 2047-48: 0.0082745; 2048-49: 0.0082003; 2049-50: 0.0081252
24FP | Unmeasured Non Household - USPL | 24BL + 24.1FP | Ml/d | 2 | 2019-20: 0; 2020-21: 0; 2021-22: 0.0012461; 2022-23: 0.0010329; 2023-24: 0.00098031; 2024-25: 0.00059066; 2025-26: 0.00031546; 2026-27: 0.00030893; 2027-28: 0.00030248; 2028-29: 0.00029609; 2029-30: 0.00028978; 2030-31: 0.00028353; 2031-32: 0.00027735; 2032-33: 0.00027123; 2033-34: 0.00026519; 2034-35: 0.00026223; 2035-36: 0.00025926; 2036-37: 0.0002563; 2037-38: 0.00025334; 2038-39: 0.00025038; 2039-40: 0.00024741; 2040-41: 0.00024445; 2041-42: 0.00024149; 2042-43: 0.00023853; 2043-44: 0.00023556; 2044-45: 0.0002326; 2045-46: 0.00022964; 2046-47: 0.00022668; 2047-48: 0.00022371; 2048-49: 0.00022075; 2049-50: 0.00021779
25FP | Measured Household - USPL | 25BL + 25.1FP | Ml/d | 2 | 2019-20: 0; 2020-21: 0; 2021-22: 0.17132; 2022-23: 0.088793; 2023-24: 0.087316; 2024-25: 0.085902; 2025-26: 0.086597; 2026-27: 0.087192; 2027-28: 0.087637; 2028-29: 0.087595; 2029-30: 0.093461; 2030-31: 0.10324; 2031-32: 0.10682; 2032-33: 0.1063; 2033-34: 0.10576; 2034-35: 0.10521; 2035-36: 0.10463; 2036-37: 0.10405; 2037-38: 0.10344; 2038-39: 0.1028; 2039-40: 0.10213; 2040-41: 0.10145; 2041-42: 0.10074; 2042-43: 0.10001; 2043-44: 0.099267; 2044-45: 0.098504; 2045-46: 0.097722; 2046-47: 0.096919; 2047-48: 0.096091; 2048-49: 0.095238; 2049-50: 0.094366
26FP | Unmeasured Household - USPL | 26BL + 26.1BL | Ml/d | 2 | 2019-20: 0; 2020-21: 0; 2021-22: 0.14667; 2022-23: 0.072021; 2023-24: 0.067975; 2024-25: 0.063548; 2025-26: 0.061823; 2026-27: 0.061139; 2027-28: 0.060456; 2028-29: 0.059775; 2029-30: 0.044685; 2030-31: 0.020244; 2031-32: 0.010433; 2032-33: 0.010295; 2033-34: 0.010158; 2034-35: 0.010022; 2035-36: 0.0098862; 2036-37: 0.0097508; 2037-38: 0.009616; 2038-39: 0.0094816; 2039-40: 0.0093478; 2040-41: 0.0092038; 2041-42: 0.0090606; 2042-43: 0.0089182; 2043-44: 0.0087766; 2044-45: 0.0086357; 2045-46: 0.0084956; 2046-47: 0.0083563; 2047-48: 0.0082177; 2048-49: 0.00808; 2049-50: 0.007943
27FP | Void Properties - USPL | 27BL + 27.1FP | Ml/d | 2 | 2019-20: 0; 2020-21: 0; 2021-22: 0.021789; 2022-23: 0.012793; 2023-24: 0.012906; 2024-25: 0.012918; 2025-26: 0.012766; 2026-27: 0.012918; 2027-28: 0.013059; 2028-29: 0.013157; 2029-30: 0.01324; 2030-31: 0.013319; 2031-32: 0.013399; 2032-33: 0.01348; 2033-34: 0.013561; 2034-35: 0.013641; 2035-36: 0.013722; 2036-37: 0.013802; 2037-38: 0.013882; 2038-39: 0.013959; 2039-40: 0.014036; 2040-41: 0.014112; 2041-42: 0.014187; 2042-43: 0.01426; 2043-44: 0.014334; 2044-45: 0.014407; 2045-46: 0.014479; 2046-47: 0.01455; 2047-48: 0.014619; 2048-49: 0.014687; 2049-50: 0.014754
28FP | Distribution losses | 28BL + 28.1FP | Ml/d | 2 | 2019-20: 0; 2020-21: 0; 2021-22: 1.575; 2022-23: 1.4901; 2023-24: 1.4305; 2024-25: 1.3713; 2025-26: 1.3569; 2026-27: 1.3413; 2027-28: 1.3257; 2028-29: 1.3108; 2029-30: 1.3043; 2030-31: 1.3033; 2031-32: 1.2938; 2032-33: 1.2788; 2033-34: 1.2638; 2034-35: 1.2488; 2035-36: 1.2338; 2036-37: 1.2188; 2037-38: 1.2039; 2038-39: 1.189; 2039-40: 1.1741; 2040-41: 1.1593; 2041-42: 1.1444; 2042-43: 1.1296; 2043-44: 1.1149; 2044-45: 1.1001; 2045-46: 1.0854; 2046-47: 1.0706; 2047-48: 1.0559; 2048-49: 1.0413; 2049-50: 1.0266
29FP | Total Leakage | sum (23FP:28FP) | Ml/d | 2 | 2019-20: 0; 2020-21: 0; 2021-22: 1.9305; 2022-23: 1.6748; 2023-24: 1.6093; 2024-25: 1.5438; 2025-26: 1.5281; 2026-27: 1.5124; 2027-28: 1.4968; 2028-29: 1.4811; 2029-30: 1.4654; 2030-31: 1.4498; 2031-32: 1.4341; 2032-33: 1.4184; 2033-34: 1.4027; 2034-35: 1.3871; 2035-36: 1.3714; 2036-37: 1.3557; 2037-38: 1.3401; 2038-39: 1.3244; 2039-40: 1.3087; 2040-41: 1.293; 2041-42: 1.2774; 2042-43: 1.2617; 2043-44: 1.246; 2044-45: 1.2304; 2045-46: 1.2147; 2046-47: 1.199; 2047-48: 1.1834; 2048-49: 1.1677; 2049-50: 1.152
30FP | Leakage/property | (29FP * 1,000,000) / (36FP * 1,000) | l/prop/d | 2 | 2019-20: #DIV/0!; 2020-21: #DIV/0!; 2021-22: 97.9111; 2022-23: 83.8869; 2023-24: 79.7486; 2024-25: 75.7795; 2025-26: 74.4109; 2026-27: 72.6206; 2027-28: 70.9567; 2028-29: 69.628; 2029-30: 68.4094; 2030-31: 67.2153; 2031-32: 66.0527; 2032-33: 64.9093; 2033-34: 63.7831; 2034-35: 62.6716; 2035-36: 61.5767; 2036-37: 60.4955; 2037-38: 59.4319; 2038-39: 58.3911; 2039-40: 57.3662; 2040-41: 56.3575; 2041-42: 55.3673; 2042-43: 54.3942; 2043-44: 53.4318; 2044-45: 52.4827; 2045-46: 51.5466; 2046-47: 50.625; 2047-48: 49.7194; 2048-49: 48.8288; 2049-50: 47.9513
31FP | Measured Non Household - properties | Input | 000's | 2 | 2021-22: 1.549; 2022-23: 1.4992; 2023-24: 1.5077; 2024-25: 1.5478; 2025-26: 1.5923; 2026-27: 1.5999; 2027-28: 1.6075; 2028-29: 1.6151; 2029-30: 1.6228; 2030-31: 1.6304; 2031-32: 1.638; 2032-33: 1.6457; 2033-34: 1.6533; 2034-35: 1.6609; 2035-36: 1.6685; 2036-37: 1.6762; 2037-38: 1.6838; 2038-39: 1.6914; 2039-40: 1.699; 2040-41: 1.7067; 2041-42: 1.7143; 2042-43: 1.7219; 2043-44: 1.7296; 2044-45: 1.7372; 2045-46: 1.7448; 2046-47: 1.7524; 2047-48: 1.7601; 2048-49: 1.7677; 2049-50: 1.7753
32FP | Unmeasured Non Household - properties | Input | 000's | 2 | 2021-22: 0.081; 2022-23: 0.072246; 2023-24: 0.071357; 2024-25: 0.044818; 2025-26: 0.024182; 2026-27: 0.023927; 2027-28: 0.023673; 2028-29: 0.023418; 2029-30: 0.023163; 2030-31: 0.022909; 2031-32: 0.022654; 2032-33: 0.0224; 2033-34: 0.022145; 2034-35: 0.022145; 2035-36: 0.022145; 2036-37: 0.022145; 2037-38: 0.022145; 2038-39: 0.022145; 2039-40: 0.022145; 2040-41: 0.022145; 2041-42: 0.022145; 2042-43: 0.022145; 2043-44: 0.022145; 2044-45: 0.022145; 2045-46: 0.022145; 2046-47: 0.022145; 2047-48: 0.022145; 2048-49: 0.022145; 2049-50: 0.022145
33FP | All void non-households - properties | Input | 000's | 2 | 2021-22: 0.215; 2022-23: 0.28115; 2023-24: 0.28216; 2024-25: 0.27709; 2025-26: 0.26189; 2026-27: 0.26311; 2027-28: 0.26432; 2028-29: 0.26553; 2029-30: 0.26675; 2030-31: 0.26796; 2031-32: 0.26917; 2032-33: 0.27039; 2033-34: 0.2716; 2034-35: 0.27284; 2035-36: 0.27408; 2036-37: 0.27532; 2037-38: 0.27657; 2038-39: 0.27781; 2039-40: 0.27905; 2040-41: 0.28029; 2041-42: 0.28153; 2042-43: 0.28277; 2043-44: 0.28402; 2044-45: 0.28526; 2045-46: 0.2865; 2046-47: 0.28774; 2047-48: 0.28898; 2048-49: 0.29022; 2049-50: 0.29147
34FP | Measured households - properties (excl. void) | Year before + sum (34.1BL:34.6BL) | 000's | 2 | 2021-22: 12.181; 2022-23: 12.4945; 2023-24: 12.7836; 2024-25: 13.0878; 2025-26: 13.3211; 2026-27: 13.5979; 2027-28: 13.8524; 2028-29: 14.0198; 2029-30: 15.3123; 2030-31: 17.3832; 2031-32: 18.2964; 2032-33: 18.4265; 2033-34: 18.5559; 2034-35: 18.6847; 2035-36: 18.8127; 2036-37: 18.9406; 2037-38: 19.0669; 2038-39: 19.1896; 2039-40: 19.3108; 2040-41: 19.4312; 2041-42: 19.5487; 2042-43: 19.6637; 2043-44: 19.7786; 2044-45: 19.8921; 2045-46: 20.0043; 2046-47: 20.1142; 2047-48: 20.221; 2048-49: 20.3249; 2049-50: 20.4265
34.1FP | New build properties - properties | Input (new builds in each year) | 000's | 2 | 2021-22: 0.25; 2022-23: 0.24503; 2023-24: 0.21127; 2024-25: 0.1892; 2025-26: 0.16007; 2026-27: 0.28645; 2027-28: 0.26348; 2028-29: 0.17343; 2029-30: 0.14609; 2030-31: 0.14367; 2031-32: 0.13864; 2032-33: 0.13727; 2033-34: 0.13642; 2034-35: 0.13595; 2035-36: 0.13502; 2036-37: 0.13495; 2037-38: 0.13335; 2038-39: 0.12951; 2039-40: 0.12946; 2040-41: 0.12763; 2041-42: 0.12368; 2042-43: 0.12104; 2043-44: 0.12086; 2044-45: 0.11955; 2045-46: 0.11811; 2046-47: 0.11583; 2047-48: 0.11259; 2048-49: 0.10954; 2049-50: 0.10724
34.2FP | Meter optants - properties | Input (meter optants in each year) | 000's | 2 | 2021-22: 0; 2022-23: 0.081198; 2023-24: 0.089; 2024-25: 0.127; 2025-26: 0.0835; 2026-27: 0.002; 2027-28: 0.002; 2028-29: 0.002; 2029-30: 0.002; 2030-31: 0.001; 2031-32: 0; 2032-33: 0; 2033-34: 0; 2034-35: 0; 2035-36: 0; 2036-37: 0; 2037-38: 0; 2038-39: 0; 2039-40: 0; 2040-41: 0; 2041-42: 0; 2042-43: 0; 2043-44: 0; 2044-45: 0; 2045-46: 0; 2046-47: 0; 2047-48: 0; 2048-49: 0; 2049-50: 0
34.3FP | Compulsory metering - properties | Input (compulsory meters in each year) | 000's | 2 | 2021-22: 0; 2022-23: 0; 2023-24: 0; 2024-25: 0; 2025-26: 0; 2026-27: 0; 2027-28: 0; 2028-29: 0; 2029-30: 1.19; 2030-31: 1.9975; 2031-32: 0.8075; 2032-33: 0; 2033-34: 0; 2034-35: 0; 2035-36: 0; 2036-37: 0; 2037-38: 0; 2038-39: 0; 2039-40: 0; 2040-41: 0.001; 2041-42: 0.002; 2042-43: 0.002; 2043-44: 0.002; 2044-45: 0.002; 2045-46: 0.002; 2046-47: 0.002; 2047-48: 0.002; 2048-49: 0.002; 2049-50: 0.002
34.4FP | Metering on change of occupancy - properties | Input (change of occupancy meters in each year) | 000's | 2 | 2021-22: 0; 2022-23: 0; 2023-24: 0; 2024-25: 0; 2025-26: 0; 2026-27: 0; 2027-28: 0; 2028-29: 0; 2029-30: 0; 2030-31: 0; 2031-32: 0; 2032-33: 0; 2033-34: 0; 2034-35: 0; 2035-36: 0; 2036-37: 0; 2037-38: 0; 2038-39: 0; 2039-40: 0; 2040-41: 0; 2041-42: 0; 2042-43: 0; 2043-44: 0; 2044-45: 0; 2045-46: 0; 2046-47: 0; 2047-48: 0; 2048-49: 0; 2049-50: 0
34.5FP | Selective metering - properties | Input (selective meters in each year) | 000's | 2 | 2021-22: 0; 2022-23: 0.00021; 2023-24: 0.00042; 2024-25: 0.00021; 2025-26: 0; 2026-27: 0; 2027-28: 0; 2028-29: 0; 2029-30: 1.19; 2030-31: 1.9975; 2031-32: 0.8075; 2032-33: 0; 2033-34: 0; 2034-35: 0; 2035-36: 0; 2036-37: 0; 2037-38: 0; 2038-39: 0; 2039-40: 0; 2040-41: 0.001; 2041-42: 0.002; 2042-43: 0.002; 2043-44: 0.002; 2044-45: 0.002; 2045-46: 0.002; 2046-47: 0.002; 2047-48: 0.002; 2048-49: 0.002; 2049-50: 0.002
34.6FP | Other changes to existing metering - properties | Input (other changes to meters in each year) | 000's | 2 | 2021-22: 0; 2022-23: -0.012909; 2023-24: -0.01167; 2024-25: -0.012173; 2025-26: -0.010254; 2026-27: -0.011689; 2027-28: -0.010955; 2028-29: -0.0080748; 2029-30: -1.2355; 2030-31: -2.0687; 2031-32: -0.8405; 2032-33: -0.0071281; 2033-34: -0.007101; 2034-35: -0.0070859; 2035-36: -0.0070562; 2036-37: -0.007054; 2037-38: -0.0070027; 2038-39: -0.0068798; 2039-40: -0.0082472; 2040-41: -0.0092209; 2041-42: -0.010126; 2042-43: -0.010042; 2043-44: -0.010036; 2044-45: -0.0099943; 2045-46: -0.0099483; 2046-47: -0.0098755; 2047-48: -0.0097717; 2048-49: -0.0096743; 2049-50: -0.0096006
34.7FP | Measured household void properties | Input | 000's | 2 | 2021-22: 0.402; 2022-23: 0.41279; 2023-24: 0.42234; 2024-25: 0.43239; 2025-26: 0.4401; 2026-27: 0.44924; 2027-28: 0.45765; 2028-29: 0.46318; 2029-30: 0.50588; 2030-31: 0.5743; 2031-32: 0.60447; 2032-33: 0.60877; 2033-34: 0.61304; 2034-35: 0.6173; 2035-36: 0.62152; 2036-37: 0.62575; 2037-38: 0.62992; 2038-39: 0.63397; 2039-40: 0.63798; 2040-41: 0.64196; 2041-42: 0.64584; 2042-43: 0.64964; 2043-44: 0.65343; 2044-45: 0.65718; 2045-46: 0.66089; 2046-47: 0.66452; 2047-48: 0.66805; 2048-49: 0.67148; 2049-50: 0.67484
35FP | Unmeasured households - properties (excl. void) | Input | 000's | 2 | 2021-22: 5.119; 2022-23: 5.0374; 2023-24: 4.9479; 2024-25: 4.8219; 2025-26: 4.7392; 2026-27: 4.7353; 2027-28: 4.7314; 2028-29: 4.7276; 2029-30: 3.5719; 2030-31: 1.6357; 2031-32: 0.85218; 2032-33: 0.85024; 2033-34: 0.84831; 2034-35: 0.84637; 2035-36: 0.84444; 2036-37: 0.8425; 2037-38: 0.84056; 2038-39: 0.83863; 2039-40: 0.83669; 2040-41: 0.83379; 2041-42: 0.83089; 2042-43: 0.82798; 2043-44: 0.82508; 2044-45: 0.82217; 2045-46: 0.81927; 2046-47: 0.81637; 2047-48: 0.81346; 2048-49: 0.81056; 2049-50: 0.80766
35.1FP | Unmeasured household void properties | Input | 000's | 2 | 2021-22: 0.17; 2022-23: 0.16719; 2023-24: 0.16422; 2024-25: 0.16004; 2025-26: 0.15729; 2026-27: 0.15717; 2027-28: 0.15704; 2028-29: 0.15691; 2029-30: 0.11855; 2030-31: 0.054288; 2031-32: 0.028284; 2032-33: 0.02822; 2033-34: 0.028155; 2034-35: 0.028091; 2035-36: 0.028027; 2036-37: 0.027963; 2037-38: 0.027898; 2038-39: 0.027834; 2039-40: 0.02777; 2040-41: 0.027674; 2041-42: 0.027577; 2042-43: 0.027481; 2043-44: 0.027384; 2044-45: 0.027288; 2045-46: 0.027192; 2046-47: 0.027095; 2047-48: 0.026999; 2048-49: 0.026903; 2049-50: 0.026806
36FP | Total Resource Zone Properties (incl. voids) | sum (31FP:34FP) + 34.7FP + 35BL + 35.1BL | 000's | 2 | 2019-20: 0; 2020-21: 0; 2021-22: 19.717; 2022-23: 19.9645; 2023-24: 20.1792; 2024-25: 20.3719; 2025-26: 20.536; 2026-27: 20.8265; 2027-28: 21.094; 2028-29: 21.2715; 2029-30: 21.4214; 2030-31: 21.5688; 2031-32: 21.7112; 2032-33: 21.8522; 2033-34: 21.9924; 2034-35: 22.1324; 2035-36: 22.2714; 2036-37: 22.4104; 2037-38: 22.5478; 2038-39: 22.6814; 2039-40: 22.8134; 2040-41: 22.9437; 2041-42: 23.071; 2042-43: 23.1957; 2043-44: 23.3202; 2044-45: 23.4433; 2045-46: 23.5651; 2046-47: 23.6845; 2047-48: 23.8007; 2048-49: 23.9139; 2049-50: 24.0248
37FP | Measured Non Household - Population | Input | 000's | 2 | 2021-22: 0.75005; 2022-23: 0.76485; 2023-24: 0.77913; 2024-25: 0.79403; 2025-26: 0.80531; 2026-27: 0.81993; 2027-28: 0.83737; 2028-29: 0.85359; 2029-30: 0.8698; 2030-31: 0.88423; 2031-32: 0.90659; 2032-33: 0.92847; 2033-34: 0.94529; 2034-35: 0.95963; 2035-36: 0.97167; 2036-37: 0.9836; 2037-38: 0.99493; 2038-39: 1.0068; 2039-40: 1.0178; 2040-41: 1.0298; 2041-42: 1.0426; 2042-43: 1.0571; 2043-44: 1.0729; 2044-45: 1.0897; 2045-46: 1.1081; 2046-47: 1.1268; 2047-48: 1.1451; 2048-49: 1.1635; 2049-50: 1.1819
38FP | Unmeasured Non Household - Population | Input | 000's | 2 | 2021-22: 0; 2022-23: 0; 2023-24: 0; 2024-25: 0; 2025-26: 0; 2026-27: 0; 2027-28: 0; 2028-29: 0; 2029-30: 0; 2030-31: 0; 2031-32: 0; 2032-33: 0; 2033-34: 0; 2034-35: 0; 2035-36: 0; 2036-37: 0; 2037-38: 0; 2038-39: 0; 2039-40: 0; 2040-41: 0; 2041-42: 0; 2042-43: 0; 2043-44: 0; 2044-45: 0; 2045-46: 0; 2046-47: 0; 2047-48: 0; 2048-49: 0; 2049-50: 0
39FP | Measured Household - Population | Input | 000's | 2 | 2021-22: 25.073; 2022-23: 25.4853; 2023-24: 25.9262; 2024-25: 26.2371; 2025-26: 26.4385; 2026-27: 26.8559; 2027-28: 27.2258; 2028-29: 27.4032; 2029-30: 29.9924; 2030-31: 34.2268; 2031-32: 35.9855; 2032-33: 36.1233; 2033-34: 36.2522; 2034-35: 36.3804; 2035-36: 36.518; 2036-37: 36.6508; 2037-38: 36.7948; 2038-39: 36.9452; 2039-40: 37.0805; 2040-41: 37.207; 2041-42: 37.3446; 2042-43: 37.4862; 2043-44: 37.6355; 2044-45: 37.7892; 2045-46: 37.9418; 2046-47: 38.0948; 2047-48: 38.2563; 2048-49: 38.4269; 2049-50: 38.6027
40FP | Unmeasured Household - Population | Input | 000's | 2 | 2021-22: 10.7056; 2022-23: 10.5485; 2023-24: 10.374; 2024-25: 10.1261; 2025-26: 9.9589; 2026-27: 9.9449; 2027-28: 9.9301; 2028-29: 9.9145; 2029-30: 7.4364; 2030-31: 3.3162; 2031-32: 1.6863; 2032-33: 1.686; 2033-34: 1.6856; 2034-35: 1.6849; 2035-36: 1.684; 2036-37: 1.683; 2037-38: 1.6817; 2038-39: 1.6803; 2039-40: 1.6787; 2040-41: 1.675; 2041-42: 1.6691; 2042-43: 1.6632; 2043-44: 1.6572; 2044-45: 1.6511; 2045-46: 1.645; 2046-47: 1.6388; 2047-48: 1.6326; 2048-49: 1.6264; 2049-50: 1.6202
41FP | Total Resource Zone Population | sum (37FP:40FP) | 000's | 2 | 2019-20: 0; 2020-21: 0; 2021-22: 36.5286; 2022-23: 36.7986; 2023-24: 37.0793; 2024-25: 37.1572; 2025-26: 37.2027; 2026-27: 37.6207; 2027-28: 37.9933; 2028-29: 38.1713; 2029-30: 38.2986; 2030-31: 38.4272; 2031-32: 38.5784; 2032-33: 38.7379; 2033-34: 38.8831; 2034-35: 39.0249; 2035-36: 39.1737; 2036-37: 39.3173; 2037-38: 39.4714; 2038-39: 39.6323; 2039-40: 39.777; 2040-41: 39.9117; 2041-42: 40.0564; 2042-43: 40.2065; 2043-44: 40.3655; 2044-45: 40.53; 2045-46: 40.6948; 2046-47: 40.8604; 2047-48: 41.034; 2048-49: 41.2168; 2049-50: 41.4047
42FP | Average household occupancy rate (excl. voids) | (39FP + 40FP) / (34FP + 35FP) | h/prop | 1 | 2019-20: #DIV/0!; 2020-21: #DIV/0!; 2021-22: 2.0681; 2022-23: 2.0553; 2023-24: 2.0472; 2024-25: 2.0304; 2025-26: 2.0153; 2026-27: 2.0073; 2027-28: 1.9994; 2028-29: 1.9906; 2029-30: 1.982; 2030-31: 1.974; 2031-32: 1.9673; 2032-33: 1.9614; 2033-34: 1.9551; 2034-35: 1.949; 2035-36: 1.9434; 2036-37: 1.9377; 2037-38: 1.9328; 2038-39: 1.9286; 2039-40: 1.9238; 2040-41: 1.9187; 2041-42: 1.9144; 2042-43: 1.9105; 2043-44: 1.9071; 2044-45: 1.904; 2045-46: 1.9011; 2046-47: 1.8984; 2047-48: 1.8964; 2048-49: 1.8951; 2049-50: 1.8942
43FP | Total Household Metering penetration (excl. voids) | 34FP / (34FP + 35FP) | % | 1 | 2019-20: #DIV/0!; 2020-21: #DIV/0!; 2021-22: 70.41%; 2022-23: 71.27%; 2023-24: 72.1%; 2024-25: 73.08%; 2025-26: 73.76%; 2026-27: 74.17%; 2027-28: 74.54%; 2028-29: 74.78%; 2029-30: 81.09%; 2030-31: 91.4%; 2031-32: 95.55%; 2032-33: 95.59%; 2033-34: 95.63%; 2034-35: 95.67%; 2035-36: 95.7%; 2036-37: 95.74%; 2037-38: 95.78%; 2038-39: 95.81%; 2039-40: 95.85%; 2040-41: 95.89%; 2041-42: 95.92%; 2042-43: 95.96%; 2043-44: 96%; 2044-45: 96.03%; 2045-46: 96.07%; 2046-47: 96.1%; 2047-48: 96.13%; 2048-49: 96.16%; 2049-50: 96.2%
44FP | Total Household Metering penetration (incl. voids) | (34FP) / (34FP + 34.7FP + 35FP + 35.1FP) | % | 1 | 2019-20: #DIV/0!; 2020-21: #DIV/0!; 2021-22: 68.16%; 2022-23: 68.99%; 2023-24: 69.79%; 2024-25: 70.74%; 2025-26: 71.4%; 2026-27: 71.8%; 2027-28: 72.15%; 2028-29: 72.39%; 2029-30: 78.49%; 2030-31: 88.48%; 2031-32: 92.49%; 2032-33: 92.53%; 2033-34: 92.57%; 2034-35: 92.61%; 2035-36: 92.64%; 2036-37: 92.68%; 2037-38: 92.71%; 2038-39: 92.75%; 2039-40: 92.78%; 2040-41: 92.82%; 2041-42: 92.85%; 2042-43: 92.89%; 2043-44: 92.92%; 2044-45: 92.96%; 2045-46: 92.99%; 2046-47: 93.03%; 2047-48: 93.06%; 2048-49: 93.09%; 2049-50: 93.12%
45FP | Distribution input | sum (12FP:15FP) + 21FP + 22FP + 27FP + 28FP | Ml/d | 2 | 2019-20: 0; 2020-21: 0; 2021-22: 11.4217; 2022-23: 11.7162; 2023-24: 11.6032; 2024-25: 11.6216; 2025-26: 11.6264; 2026-27: 11.6162; 2027-28: 11.5737; 2028-29: 11.469; 2029-30: 11.2105; 2030-31: 10.8948; 2031-32: 10.722; 2032-33: 12.9205; 2033-34: 12.8161; 2034-35: 12.7134; 2035-36: 12.6647; 2036-37: 12.6172; 2037-38: 12.5712; 2038-39: 12.547; 2039-40: 12.5206; 2040-41: 12.4873; 2041-42: 12.4603; 2042-43: 12.4352; 2043-44: 12.4273; 2044-45: 12.4199; 2045-46: 12.4123; 2046-47: 12.4061; 2047-48: 12.3999; 2048-49: 12.3945; 2049-50: 12.3888
46FP | Target headroom (climate change component) | Input | Ml/d | 2 | 2021-22: 0; 2022-23: 0; 2023-24: 0; 2024-25: 0; 2025-26: 0; 2026-27: 0; 2027-28: 0; 2028-29: 0; 2029-30: 0; 2030-31: 0; 2031-32: 0; 2032-33: 0; 2033-34: 0; 2034-35: 0; 2035-36: 0; 2036-37: 0; 2037-38: 0; 2038-39: 0; 2039-40: 0; 2040-41: 0; 2041-42: 0; 2042-43: 0; 2043-44: 0; 2044-45: 0; 2045-46: 0; 2046-47: 0; 2047-48: 0; 2048-49: 0; 2049-50: 0
47FP | Target headroom (All other components) | Input | Ml/d | 2 | 2021-22: 0.21161; 2022-23: 0.24492; 2023-24: 0.33551; 2024-25: 0.335; 2025-26: 0.33187; 2026-27: 0.31912; 2027-28: 0.31419; 2028-29: 0.30795; 2029-30: 0.3107; 2030-31: 0.30554; 2031-32: 0.30117; 2032-33: 0.32769; 2033-34: 0.32135; 2034-35: 0.31976; 2035-36: 0.31474; 2036-37: 0.31438; 2037-38: 0.30954; 2038-39: 0.30735; 2039-40: 0.30637; 2040-41: 0.30533; 2041-42: 0.30156; 2042-43: 0.30169; 2043-44: 0.29864; 2044-45: 0.29804; 2045-46: 0.29732; 2046-47: 0.29624; 2047-48: 0.29026; 2048-49: 0.29243; 2049-50: 0.29348
48FP | Target Headroom | 46FP + 47FP | Ml/d | 2 | 2019-20: 0; 2020-21: 0; 2021-22: 0.21161; 2022-23: 0.24492; 2023-24: 0.33551; 2024-25: 0.335; 2025-26: 0.33187; 2026-27: 0.31912; 2027-28: 0.31419; 2028-29: 0.30795; 2029-30: 0.3107; 2030-31: 0.30554; 2031-32: 0.30117; 2032-33: 0.32769; 2033-34: 0.32135; 2034-35: 0.31976; 2035-36: 0.31474; 2036-37: 0.31438; 2037-38: 0.30954; 2038-39: 0.30735; 2039-40: 0.30637; 2040-41: 0.30533; 2041-42: 0.30156; 2042-43: 0.30169; 2043-44: 0.29864; 2044-45: 0.29804; 2045-46: 0.29732; 2046-47: 0.29624; 2047-48: 0.29026; 2048-49: 0.29243; 2049-50: 0.29348
49FP | Available Headroom | 11FP - 45FP | Ml/d | 2 | 2019-20: 0; 2020-21: 0; 2021-22: 10.1669; 2022-23: 9.8709; 2023-24: 9.9631; 2024-25: 9.9353; 2025-26: 9.918; 2026-27: 9.9248; 2027-28: 9.9643; 2028-29: 10.0597; 2029-30: 10.2952; 2030-31: 10.5844; 2031-32: 10.7438; 2032-33: 8.5392; 2033-34: 8.6362; 2034-35: 8.7316; 2035-36: 8.7783; 2036-37: 8.824; 2037-38: 8.8682; 2038-39: 8.8908; 2039-40: 8.9155; 2040-41: 8.9463; 2041-42: 8.9714; 2042-43: 8.9948; 2043-44: 9.0028; 2044-45: 9.0104; 2045-46: 9.0181; 2046-47: 9.0246; 2047-48: 9.0311; 2048-49: 9.0368; 2049-50: 9.0429
49.1FP | Available non-potable balance (if applicable) | 1.1FP - 12.1FP | Ml/d | 2 | 2019-20: 0; 2020-21: 0; 2021-22: 0; 2022-23: 0; 2023-24: 0; 2024-25: 0; 2025-26: 0; 2026-27: 0; 2027-28: 0; 2028-29: 0; 2029-30: 0; 2030-31: 0; 2031-32: 0; 2032-33: 0; 2033-34: 0; 2034-35: 0; 2035-36: 0; 2036-37: 0; 2037-38: 0; 2038-39: 0; 2039-40: 0; 2040-41: 0; 2041-42: 0; 2042-43: 0; 2043-44: 0; 2044-45: 0; 2045-46: 0; 2046-47: 0; 2047-48: 0; 2048-49: 0; 2049-50: 0
50FP | Supply Demand Balance | 49FP - 48FP | Ml/d | 2 | 2019-20: 0; 2020-21: 0; 2021-22: 9.9553; 2022-23: 9.6259; 2023-24: 9.6276; 2024-25: 9.6003; 2025-26: 9.5861; 2026-27: 9.6057; 2027-28: 9.6501; 2028-29: 9.7518; 2029-30: 9.9845; 2030-31: 10.2789; 2031-32: 10.4426; 2032-33: 8.2115; 2033-34: 8.3148; 2034-35: 8.4119; 2035-36: 8.4636; 2036-37: 8.5096; 2037-38: 8.5587; 2038-39: 8.5834; 2039-40: 8.6091; 2040-41: 8.6409; 2041-42: 8.6698; 2042-43: 8.6931; 2043-44: 8.7042; 2044-45: 8.7124; 2045-46: 8.7208; 2046-47: 8.7284; 2047-48: 8.7408; 2048-49: 8.7444; 2049-50: 8.7494
Data for Charts
DYAA Baseline |  |  |  |  | 2019-20 | 2020-21 | 2021-22 | 2022-23 | 2023-24 | 2024-25 | 2025-26 | 2026-27 | 2027-28 | 2028-29 | 2029-30 | 2030-31 | 2031-32 | 2032-33 | 2033-34 | 2034-35 | 2035-36 | 2036-37 | 2037-38 | 2038-39 | 2039-40 | 2040-41 | 2041-42 | 2042-43 | 2043-44 | 2044-45 | 2045-46 | 2046-47 | 2047-48 | 2048-49 | 2049-50
| Measured HH consumption |  | Ml/d | 2 | 0 | 0 | 3.5771 | 3.5315 | 3.5004 | 3.4841 | 3.5556 | 3.6969 | 3.7599 | 3.7989 | 3.8203 | 3.8427 | 3.8577 | 3.8746 | 3.8901 | 3.906 | 3.9222 | 3.9394 | 3.9583 | 3.9788 | 3.9965 | 4.0069 | 4.0242 | 4.043 | 4.0625 | 4.0827 | 4.1026 | 4.1237 | 4.1453 | 4.1679 | 4.1907
| Unmeasured HH consumption |  | Ml/d | 2 | 0 | 0 | 1.6381 | 1.6647 | 1.53 | 1.4703 | 1.3299 | 1.2112 | 1.176 | 1.1408 | 1.1055 | 1.0857 | 1.0816 | 1.0774 | 1.0732 | 1.0689 | 1.0653 | 1.0618 | 1.0581 | 1.0546 | 1.051 | 1.0473 | 1.0435 | 1.0403 | 1.0374 | 1.0346 | 1.0317 | 1.029 | 1.0262 | 1.0235 | 1.0206
| Non-HH consumption |  | Ml/d | 2 | 0 | 0 | 3.3694 | 3.1604 | 3.3246 | 3.5047 | 3.6621 | 3.7126 | 3.7276 | 3.742 | 3.7535 | 3.7611 | 3.768 | 6.0646 | 6.0715 | 6.0785 | 6.0856 | 6.0927 | 6.1 | 6.1073 | 6.1146 | 6.1219 | 6.1292 | 6.1363 | 6.1433 | 6.1502 | 6.157 | 6.1638 | 6.1705 | 6.1771 | 6.1837
| Total Leakage |  | Ml/d | 2 | 0 | 0 | 1.9305 | 1.6748 | 1.6093 | 1.5438 | 1.5438 | 1.5438 | 1.5438 | 1.5438 | 1.5438 | 1.5438 | 1.5438 | 1.5438 | 1.5438 | 1.5438 | 1.5438 | 1.5438 | 1.5438 | 1.5438 | 1.5438 | 1.5438 | 1.5438 | 1.5438 | 1.5438 | 1.5438 | 1.5438 | 1.5438 | 1.5438 | 1.5438 | 1.5438
| Other demand components |  | Ml/d | 2 | 0 | 0 | 0.2778 | 0.28679 | 0.28668 | 0.28667 | 0.28682 | 0.28667 | 0.28653 | 0.28643 | 0.28634 | 0.28626 | 0.28618 | 0.2861 | 0.28602 | 0.28594 | 0.28586 | 0.28578 | 0.2857 | 0.28562 | 0.28554 | 0.28547 | 0.28539 | 0.28532 | 0.28524 | 0.28517 | 0.2851 | 0.28503 | 0.28496 | 0.28489 | 0.28482
| Total Water Available for use |  | Ml/d | 2 | 0 | 0 | 12.43 | 12.43 | 12.43 | 12.43 | 12.43 | 9.4 | 9.4 | 9.4 | 9.4 | 7.69 | 7.69 | 7.69 | 7.69 | 7.69 | 7.69 | 7.69 | 7.69 | 7.69 | 7.69 | 6.78 | 6.78 | 6.78 | 6.78 | 6.78 | 5.95 | 5.95 | 5.95 | 5.95 | 5.95
| Total Demand + Target Headroom |  | Ml/d | 2 | 0 | 0 | 10.996 | 10.526 | 10.5221 | 10.5609 | 10.6453 | 10.7078 | 10.7413 | 10.7526 | 10.7501 | 10.7482 | 10.76 | 13.0944 | 13.1057 | 13.1176 | 13.1342 | 13.1485 | 13.1665 | 13.188 | 13.2029 | 13.2115 | 13.2295 | 13.2472 | 13.2667 | 13.2877 | 13.3074 | 13.3275 | 13.3454 | 13.3736 | 13.397
DYAA Final Plan |  |  |  |  | 2019-20 | 2020-21 | 2021-22 | 2022-23 | 2023-24 | 2024-25 | 2025-26 | 2026-27 | 2027-28 | 2028-29 | 2029-30 | 2030-31 | 2031-32 | 2032-33 | 2033-34 | 2034-35 | 2035-36 | 2036-37 | 2037-38 | 2038-39 | 2039-40 | 2040-41 | 2041-42 | 2042-43 | 2043-44 | 2044-45 | 2045-46 | 2046-47 | 2047-48 | 2048-49 | 2049-50
| Measured HH consumption |  | Ml/d | 2 | 0 | 0 | 3.5771 | 3.5315 | 3.5004 | 3.4841 | 3.442 | 3.4462 | 3.4577 | 3.4154 | 3.6356 | 4.0633 | 4.2 | 4.1439 | 4.0757 | 4.0091 | 3.993 | 3.9779 | 3.9644 | 3.9524 | 3.9381 | 3.9174 | 3.9032 | 3.8908 | 3.8945 | 3.8987 | 3.9029 | 3.9083 | 3.9138 | 3.9202 | 3.9264
| Unmeasured HH consumption |  | Ml/d | 2 | 0 | 0 | 1.6381 | 1.6647 | 1.53 | 1.4703 | 1.4069 | 1.3777 | 1.3453 | 1.3075 | 0.95816 | 0.42066 | 0.21086 | 0.20779 | 0.20405 | 0.2003 | 0.19761 | 0.1949 | 0.19216 | 0.18944 | 0.1867 | 0.18374 | 0.18056 | 0.17751 | 0.17533 | 0.17316 | 0.17103 | 0.16896 | 0.16688 | 0.16481 | 0.16269
| Non-HH consumption |  | Ml/d | 2 | 0 | 0 | 3.3694 | 3.1604 | 3.3246 | 3.5047 | 3.652 | 3.6925 | 3.6975 | 3.7018 | 3.7032 | 3.6892 | 3.6744 | 5.9494 | 5.9346 | 5.92 | 5.907 | 5.894 | 5.8812 | 5.8886 | 5.896 | 5.9034 | 5.9108 | 5.918 | 5.9251 | 5.9321 | 5.939 | 5.9459 | 5.9527 | 5.9595 | 5.9662
| Total Leakage |  | Ml/d | 2 | 0 | 0 | 1.9305 | 1.6748 | 1.6093 | 1.5438 | 1.5281 | 1.5124 | 1.4968 | 1.4811 | 1.4654 | 1.4498 | 1.4341 | 1.4184 | 1.4027 | 1.3871 | 1.3714 | 1.3557 | 1.3401 | 1.3244 | 1.3087 | 1.293 | 1.2774 | 1.2617 | 1.246 | 1.2304 | 1.2147 | 1.199 | 1.1834 | 1.1677 | 1.152
| Other demand components |  | Ml/d | 2 | 0 | 0 | 0.2778 | 0.28679 | 0.28668 | 0.28667 | 0.28682 | 0.28667 | 0.28653 | 0.28643 | 0.28634 | 0.28626 | 0.28618 | 0.2861 | 0.28602 | 0.28594 | 0.28586 | 0.28578 | 0.2857 | 0.28563 | 0.28555 | 0.28547 | 0.2854 | 0.28532 | 0.28525 | 0.28518 | 0.28511 | 0.28503 | 0.28497 | 0.2849 | 0.28483
| Total Water Available for use |  | Ml/d | 2 | 0 | 0 | 12.992 | 12.991 | 12.9704 | 12.9611 | 12.9487 | 10.5721 | 10.5313 | 10.433 | 10.2894 | 10.1378 | 10.0283 | 12.2534 | 12.1443 | 12.0369 | 11.9862 | 11.9334 | 11.8841 | 11.8583 | 11.8267 | 11.7892 | 11.7607 | 11.732 | 11.7207 | 11.7108 | 11.7 | 11.6895 | 11.6765 | 11.6734 | 11.6654
| Total Demand + Target Headroom |  | Ml/d | 2 | 0 | 0 | 10.996 | 10.526 | 10.5221 | 10.5609 | 10.583 | 10.5721 | 10.5313 | 10.433 | 10.2894 | 10.1378 | 10.0283 | 12.2534 | 12.1443 | 12.0369 | 11.9862 | 11.9334 | 11.8841 | 11.8583 | 11.8267 | 11.7892 | 11.7607 | 11.732 | 11.7207 | 11.7108 | 11.7 | 11.6895 | 11.6765 | 11.6734 | 11.6654
DYCP Baseline |  |  |  |  | 2019-20 | 2020-21 | 2021-22 | 2022-23 | 2023-24 | 2024-25 | 2025-26 | 2026-27 | 2027-28 | 2028-29 | 2029-30 | 2030-31 | 2031-32 | 2032-33 | 2033-34 | 2034-35 | 2035-36 | 2036-37 | 2037-38 | 2038-39 | 2039-40 | 2040-41 | 2041-42 | 2042-43 | 2043-44 | 2044-45 | 2045-46 | 2046-47 | 2047-48 | 2048-49 | 2049-50
| Measured HH consumption |  | Ml/d | 2 | 0 | 0 | 3.6101 | 3.5631 | 3.5317 | 3.5153 | 3.5873 | 3.7299 | 3.7934 | 3.8327 | 3.8544 | 3.877 | 3.892 | 3.9091 | 3.9247 | 3.9407 | 3.957 | 3.9744 | 3.9935 | 4.0141 | 4.0319 | 4.0424 | 4.0598 | 4.0788 | 4.0985 | 4.1188 | 4.1389 | 4.1601 | 4.1819 | 4.2048 | 4.2278
| Unmeasured HH consumption |  | Ml/d | 2 | 0 | 0 | 2.1867 | 2.2222 | 2.0424 | 1.9627 | 1.7753 | 1.6168 | 1.5698 | 1.5228 | 1.4757 | 1.4493 | 1.4438 | 1.4383 | 1.4326 | 1.4269 | 1.4221 | 1.4174 | 1.4125 | 1.4078 | 1.403 | 1.398 | 1.393 | 1.3886 | 1.3848 | 1.381 | 1.3771 | 1.3736 | 1.3699 | 1.3663 | 1.3623
| Non-HH consumption |  | Ml/d | 2 | 0 | 0 | 3.4166 | 3.9694 | 4.1332 | 4.3132 | 4.4709 | 4.5214 | 4.5365 | 4.5509 | 4.5625 | 4.5701 | 4.577 | 6.8738 | 6.8807 | 6.8877 | 6.8949 | 6.902 | 6.9094 | 6.9167 | 6.924 | 6.9314 | 6.9387 | 6.9459 | 6.9529 | 6.9599 | 6.9667 | 6.9735 | 6.9803 | 6.987 | 6.9936
| Total Leakage |  | Ml/d | 2 | 0 | 0 | 1.9305 | 1.6748 | 1.6093 | 1.5438 | 1.5438 | 1.5438 | 1.5438 | 1.5438 | 1.5438 | 1.5438 | 1.5438 | 1.5438 | 1.5438 | 1.5438 | 1.5438 | 1.5438 | 1.5438 | 1.5438 | 1.5438 | 1.5438 | 1.5438 | 1.5438 | 1.5438 | 1.5438 | 1.5438 | 1.5438 | 1.5438 | 1.5438 | 1.5438
| Other demand components |  | Ml/d | 2 | 0 | 0 | 0.2778 | 0.28679 | 0.28668 | 0.28667 | 0.28682 | 0.28667 | 0.28653 | 0.28643 | 0.28634 | 0.28626 | 0.28618 | 0.2861 | 0.28602 | 0.28594 | 0.28586 | 0.28578 | 0.2857 | 0.28562 | 0.28554 | 0.28547 | 0.28539 | 0.28532 | 0.28524 | 0.28517 | 0.2851 | 0.28503 | 0.28496 | 0.28489 | 0.28482
| Total Water Available for use |  | Ml/d | 2 | 0 | 0 | 21.0114 | 21.0114 | 21.0114 | 21.0114 | 21.0114 | 21.0114 | 21.0114 | 21.0114 | 21.0114 | 21.0114 | 21.0114 | 21.0114 | 21.0114 | 21.0114 | 21.0114 | 21.0114 | 21.0114 | 21.0114 | 21.0114 | 21.0114 | 21.0114 | 21.0114 | 21.0114 | 21.0114 | 21.0114 | 21.0114 | 21.0114 | 21.0114 | 21.0114
| Total Demand + Target Headroom |  | Ml/d | 2 | 0 | 0 | 11.6333 | 11.9611 | 11.9388 | 11.9566 | 11.9959 | 12.0177 | 12.0442 | 12.0446 | 12.0334 | 12.0319 | 12.044 | 14.3787 | 14.389 | 14.4047 | 14.4184 | 14.4377 | 14.4543 | 14.4753 | 14.4946 | 14.5064 | 14.5223 | 14.5441 | 14.5639 | 14.5868 | 14.609 | 14.6323 | 14.6511 | 14.6792 | 14.7059
DYCP Final Plan |  |  |  |  | 2019-20 | 2020-21 | 2021-22 | 2022-23 | 2023-24 | 2024-25 | 2025-26 | 2026-27 | 2027-28 | 2028-29 | 2029-30 | 2030-31 | 2031-32 | 2032-33 | 2033-34 | 2034-35 | 2035-36 | 2036-37 | 2037-38 | 2038-39 | 2039-40 | 2040-41 | 2041-42 | 2042-43 | 2043-44 | 2044-45 | 2045-46 | 2046-47 | 2047-48 | 2048-49 | 2049-50
| Measured HH consumption |  | Ml/d | 2 | 0 | 0 | 3.6101 | 3.5631 | 3.5317 | 3.5153 | 3.4727 | 3.4769 | 3.4885 | 3.4458 | 3.668 | 4.0996 | 4.2375 | 4.1809 | 4.1121 | 4.0449 | 4.0286 | 4.0134 | 3.9997 | 3.9877 | 3.9733 | 3.9523 | 3.938 | 3.9255 | 3.9293 | 3.9335 | 3.9378 | 3.9432 | 3.9488 | 3.9552 | 3.9615
| Unmeasured HH consumption |  | Ml/d | 2 | 0 | 0 | 2.1867 | 2.2222 | 2.0424 | 1.9627 | 1.8781 | 1.8391 | 1.7958 | 1.7454 | 1.279 | 0.56153 | 0.28148 | 0.27738 | 0.27239 | 0.26738 | 0.26379 | 0.26017 | 0.25651 | 0.25289 | 0.24922 | 0.24527 | 0.24103 | 0.23695 | 0.23404 | 0.23114 | 0.2283 | 0.22554 | 0.22276 | 0.22001 | 0.21717
| Non-HH consumption |  | Ml/d | 2 | 0 | 0 | 3.4166 | 3.9694 | 4.1332 | 4.3132 | 4.4607 | 4.5011 | 4.506 | 4.5103 | 4.5117 | 4.4976 | 4.4828 | 6.7577 | 6.7429 | 6.7282 | 6.7151 | 6.7021 | 6.6892 | 6.6965 | 6.7038 | 6.7112 | 6.7185 | 6.7257 | 6.7327 | 6.7396 | 6.7465 | 6.7533 | 6.76 | 6.7667 | 6.7733
| Total Leakage |  | Ml/d | 2 | 0 | 0 | 1.9305 | 1.6748 | 1.6093 | 1.5438 | 1.5281 | 1.5124 | 1.4968 | 1.4811 | 1.4654 | 1.4498 | 1.4341 | 1.4184 | 1.4027 | 1.3871 | 1.3714 | 1.3557 | 1.3401 | 1.3244 | 1.3087 | 1.293 | 1.2774 | 1.2617 | 1.246 | 1.2304 | 1.2147 | 1.199 | 1.1834 | 1.1677 | 1.152
| Other demand components |  | Ml/d | 2 | 0 | 0 | 0.2778 | 0.28679 | 0.28668 | 0.28667 | 0.28682 | 0.28667 | 0.28653 | 0.28643 | 0.28634 | 0.28626 | 0.28618 | 0.2861 | 0.28602 | 0.28594 | 0.28586 | 0.28578 | 0.2857 | 0.28563 | 0.28555 | 0.28547 | 0.2854 | 0.28532 | 0.28525 | 0.28518 | 0.28511 | 0.28503 | 0.28497 | 0.2849 | 0.28483
| Total Water Available for use |  | Ml/d | 2 | 0 | 0 | 21.5886 | 21.5871 | 21.5664 | 21.5569 | 21.5444 | 21.541 | 21.538 | 21.5288 | 21.5057 | 21.4792 | 21.4658 | 21.4597 | 21.4523 | 21.445 | 21.443 | 21.4411 | 21.4394 | 21.4378 | 21.436 | 21.4335 | 21.4317 | 21.43 | 21.4301 | 21.4303 | 21.4304 | 21.4307 | 21.431 | 21.4314 | 21.4317
| Total Demand + Target Headroom |  | Ml/d | 2 | 0 | 0 | 11.6333 | 11.9611 | 11.9388 | 11.9566 | 11.9583 | 11.9354 | 11.8879 | 11.777 | 11.5212 | 11.2003 | 11.0232 | 13.2482 | 13.1374 | 13.0332 | 12.9795 | 12.9315 | 12.8807 | 12.8544 | 12.8269 | 12.7926 | 12.7619 | 12.7369 | 12.7259 | 12.7179 | 12.7097 | 12.7023 | 12.6902 | 12.6869 | 12.6823
Note on I29: [Threaded comment] Your version of Excel allows you to read this threaded comment; however, any edits to it will get removed if the file is opened in a newer version of Excel. Learn more: https://go.microsoft.com/fwlink/?linkid=870924 Comment: Walpole WTW (Blyth WRZ) to Halesworth area (NC WRZ) = 1.35 Mld. Plus 1 x new NAV for revised WRMP = 0.03Mld.
Note on P97: [Threaded comment] Your version of Excel allows you to read this threaded comment; however, any edits to it will get removed if the file is opened in a newer version of Excel. Learn more: https://go.microsoft.com/fwlink/?linkid=870924 Comment: Barsham_WTW_Saxmundham_Tower_A15 Potable Water Transfer
Note on N99: [Threaded comment] Your version of Excel allows you to read this threaded comment; however, any edits to it will get removed if the file is opened in a newer version of Excel. Learn more: https://go.microsoft.com/fwlink/?linkid=870924 Comment: Temporary reduction of Walpole WTW export
Note on O99: [Threaded comment] Your version of Excel allows you to read this threaded comment; however, any edits to it will get removed if the file is opened in a newer version of Excel. Learn more: https://go.microsoft.com/fwlink/?linkid=870924 Comment: Temporary reduction of Walpole WTW export

## ESWESX
Back to title page
Table 3a: DYAA - Baseline
Table 3b: DYAA - Final plan Options
Table 3c: DYAA - Final plan
Table 3d: DYCP - Baseline
Table 3e: DYCP - Final plan Options
Table 3f: DYCP - Final plan
Water Company | Essex and Suffolk Water | Version | 12
WRZ | ESWESX | Planning Scenario | DYAA
Table 3a: DYAA - Baseline | Back to top of sheet |  |  |  | #REF! | 14.73 | [8 empty] | 6
WRMP24 reference | Component | Derivation | Unit | Decimal places | 2019-20 | 2020-21 | 2021-22 | 2022-23 | 2023-24 | 2024-25 | 2025-26 | 2026-27 | 2027-28 | 2028-29 | 2029-30 | 2030-31 | 2031-32 | 2032-33 | 2033-34 | 2034-35 | 2035-36 | 2036-37 | 2037-38 | 2038-39 | 2039-40 | 2040-41 | 2041-42 | 2042-43 | 2043-44 | 2044-45 | 2045-46 | 2046-47 | 2047-48 | 2048-49 | 2049-50 | 2050-51 | 2051-52 | 2052-53 | 2053-54 | 2054-55 | 2055-56 | 2056-57 | 2057-58 | 2058-59 | 2059-60 | 2060-61 | 2061-62 | 2062-63 | 2063-64 | 2064-65 | 2065-66 | 2066-67 | 2067-68 | 2068-69 | 2069-70 | 2070-71 | 2071-72 | 2072-73 | 2073-74 | 2074-75 | 2075-76 | 2076-77 | 2077-78 | 2078-79 | 2079-80 | 2080-81 | 2081-82 | 2082-83 | 2083-84 | 2084-85 | 2085-86 | 2086-87 | 2087-88 | 2088-89 | 2089-90 | 2090-91 | 2091-92 | 2092-93 | 2093-94 | 2094-95 | 2095-96 | 2096-97 | 2097-98 | 2098-99 | 2099-100
1BL | Raw water abstracted | Input | Ml/d | 2 | #REF! 2019-20: #REF!; 14.73 2021-22: 414.6673; 14.73 2022-23: 407.7718; 14.73 2023-24: 408.3365; 14.73 2024-25: 403.9537; 14.73 2025-26: 418.8762; 14.73 2026-27: 419.7884; 14.73 2027-28: 419.7966; 14.73 2028-29: 420.9129; 6 2029-30: 421.733; 6 2030-31: 422.3653; 6 2031-32: 422.4862; 6 2032-33: 423.0307; 6 2033-34: 422.7804; 6 2034-35: 422.4303; 6 2035-36: 422.0764; 6 2036-37: 421.3998; 6 2037-38: 420.8067; 6 2038-39: 420.3909; 6 2039-40: 420.4947; 6 2040-41: 420.4824; 6 2041-42: 420.5702; 6 2042-43: 420.7354; 6 2043-44: 421.7262; 6 2044-45: 422.8152; 6 2045-46: 423.9095; 6 2046-47: 425.0209; 6 2047-48: 426.1206; 6 2048-49: 427.2998; 6 2049-50: 428.4858
1.1BL | Non-potable water supplies (if applicable) | Input | Ml/d | 2 | #REF! 2019-20: #REF!; 14.73 2021-22: 0; 14.73 2022-23: 0; 14.73 2023-24: 0; 14.73 2024-25: 0; 14.73 2025-26: 0; 14.73 2026-27: 0; 14.73 2027-28: 0; 14.73 2028-29: 0; 6 2029-30: 0; 6 2030-31: 0; 6 2031-32: 0; 6 2032-33: 0; 6 2033-34: 0; 6 2034-35: 0; 6 2035-36: 0; 6 2036-37: 0; 6 2037-38: 0; 6 2038-39: 0; 6 2039-40: 0; 6 2040-41: 0; 6 2041-42: 0; 6 2042-43: 0; 6 2043-44: 0; 6 2044-45: 0; 6 2045-46: 0; 6 2046-47: 0; 6 2047-48: 0; 6 2048-49: 0; 6 2049-50: 0
2BL | Raw water imported | Input | Ml/d | 2 | #REF! 2019-20: #REF!; 14.73 2021-22: 0; 14.73 2022-23: 0; 14.73 2023-24: 0; 14.73 2024-25: 0; 14.73 2025-26: 0; 14.73 2026-27: 0; 14.73 2027-28: 0; 14.73 2028-29: 0; 6 2029-30: 0; 6 2030-31: 0; 6 2031-32: 0; 6 2032-33: 0; 6 2033-34: 0; 6 2034-35: 0; 6 2035-36: 0; 6 2036-37: 0; 6 2037-38: 0; 6 2038-39: 0; 6 2039-40: 0; 6 2040-41: 0; 6 2041-42: 0; 6 2042-43: 0; 6 2043-44: 0; 6 2044-45: 0; 6 2045-46: 0; 6 2046-47: 0; 6 2047-48: 0; 6 2048-49: 0; 6 2049-50: 0
3BL | Potable water imported | Input | Ml/d | 2 | #REF! 2019-20: #REF!; 14.73 2021-22: 1; 14.73 2022-23: 1; 14.73 2023-24: 1; 14.73 2024-25: 1; 14.73 2025-26: 1; 14.73 2026-27: 1; 14.73 2027-28: 1; 14.73 2028-29: 1; 6 2029-30: 1; 6 2030-31: 1; 6 2031-32: 1; 6 2032-33: 1; 6 2033-34: 1; 6 2034-35: 1; 6 2035-36: 1; 6 2036-37: 1; 6 2037-38: 1; 6 2038-39: 1; 6 2039-40: 1; 6 2040-41: 1; 6 2041-42: 1; 6 2042-43: 1; 6 2043-44: 1; 6 2044-45: 1; 6 2045-46: 1; 6 2046-47: 1; 6 2047-48: 1; 6 2048-49: 1; 6 2049-50: 1
4BL | Raw water exported enter as -ve | Input | Ml/d | 2 | #REF! 2019-20: #REF!; 14.73 2021-22: -20; 14.73 2022-23: -20; 14.73 2023-24: -20; 14.73 2024-25: -20; 14.73 2025-26: -20; 14.73 2026-27: -20; 14.73 2027-28: -20; 14.73 2028-29: -20; 6 2029-30: -20; 6 2030-31: -20; 6 2031-32: -20; 6 2032-33: -20; 6 2033-34: -20; 6 2034-35: -20; 6 2035-36: 0; 6 2036-37: 0; 6 2037-38: 0; 6 2038-39: 0; 6 2039-40: 0; 6 2040-41: 0; 6 2041-42: 0; 6 2042-43: 0; 6 2043-44: 0; 6 2044-45: 0; 6 2045-46: 0; 6 2046-47: 0; 6 2047-48: 0; 6 2048-49: 0; 6 2049-50: 0
5BL | Potable water exported enter as -ve | Input | Ml/d | 2 | #REF! 2019-20: #REF!; 14.73 2021-22: -8.0014; 14.73 2022-23: -8.0014; 14.73 2023-24: -8.0014; 14.73 2024-25: -8.3394; 14.73 2025-26: -8.6755; 14.73 2026-27: -8.9959; 14.73 2027-28: -10.8264; 14.73 2028-29: -11.1577; 6 2029-30: -11.4876; 6 2030-31: -11.817; 6 2031-32: -12.1478; 6 2032-33: -10.9765; 6 2033-34: -11.3071; 6 2034-35: -11.3071; 6 2035-36: -11.3048; 6 2036-37: -11.3048; 6 2037-38: -11.3048; 6 2038-39: -11.3048; 6 2039-40: -11.3048; 6 2040-41: -11.3024; 6 2041-42: -11.3024; 6 2042-43: -11.3024; 6 2043-44: -11.3024; 6 2044-45: -11.3024; 6 2045-46: -11.3024; 6 2046-47: -11.3024; 6 2047-48: -11.3001; 6 2048-49: -11.3001; 6 2049-50: -11.3001
6BL | Deployable Output before forecast changes | Input | Ml/d | 2 | #REF! 2019-20: #REF!; 14.73 2021-22: 428; 14.73 2022-23: 428; 14.73 2023-24: 428; 14.73 2024-25: 428; 14.73 2025-26: 428; 14.73 2026-27: 428; 14.73 2027-28: 428; 14.73 2028-29: 428; 6 2029-30: 428; 6 2030-31: 428; 6 2031-32: 428; 6 2032-33: 428; 6 2033-34: 428; 6 2034-35: 428; 6 2035-36: 428; 6 2036-37: 428; 6 2037-38: 428; 6 2038-39: 428; 6 2039-40: 428; 6 2040-41: 428; 6 2041-42: 428; 6 2042-43: 428; 6 2043-44: 428; 6 2044-45: 428; 6 2045-46: 428; 6 2046-47: 428; 6 2047-48: 428; 6 2048-49: 428; 6 2049-50: 428
6.1BL | Deployable Output post forecast changes | 6BL + 7BL | Ml/d | 2 | #REF! 2019-20: #REF!; 14.73 2020-21: 0; 14.73 2021-22: 413.506; 14.73 2022-23: 412.951; 14.73 2023-24: 412.3928; 14.73 2024-25: 411.8316; 14.73 2025-26: 411.2673; 14.73 2026-27: 410.7; 14.73 2027-28: 410.1298; 14.73 2028-29: 409.5568; 6 2029-30: 408.981; 6 2030-31: 403.4025; 6 2031-32: 402.8213; 6 2032-33: 402.2376; 6 2033-34: 401.6512; 6 2034-35: 401.0624; 6 2035-36: 400.4711; 6 2036-37: 399.8774; 6 2037-38: 399.2813; 6 2038-39: 398.6829; 6 2039-40: 398.0822; 6 2040-41: 395.4792; 6 2041-42: 394.8741; 6 2042-43: 394.2667; 6 2043-44: 393.6572; 6 2044-45: 393.0456; 6 2045-46: 392.4319; 6 2046-47: 391.8161; 6 2047-48: 391.1983; 6 2048-49: 390.5786; 6 2049-50: 389.9568
7BL | Baseline forecast changes to Deployable Output | sum (7.1BL:7.6BL) | Ml/d | 2 | #REF! 2019-20: #REF!; 14.73 2020-21: 0; 14.73 2021-22: -14.494; 14.73 2022-23: -15.049; 14.73 2023-24: -15.6072; 14.73 2024-25: -16.1684; 14.73 2025-26: -16.7327; 14.73 2026-27: -17.3; 14.73 2027-28: -17.8702; 14.73 2028-29: -18.4432; 6 2029-30: -19.019; 6 2030-31: -24.5975; 6 2031-32: -25.1787; 6 2032-33: -25.7624; 6 2033-34: -26.3488; 6 2034-35: -26.9376; 6 2035-36: -27.5289; 6 2036-37: -28.1226; 6 2037-38: -28.7187; 6 2038-39: -29.3171; 6 2039-40: -29.9178; 6 2040-41: -32.5208; 6 2041-42: -33.1259; 6 2042-43: -33.7333; 6 2043-44: -34.3428; 6 2044-45: -34.9544; 6 2045-46: -35.5681; 6 2046-47: -36.1839; 6 2047-48: -36.8017; 6 2048-49: -37.4214; 6 2049-50: -38.0432
7.1BL | Change in DO due to climate change | Input | Ml/d | 2 | #REF! 2019-20: #REF!; 14.73 2021-22: -14.494; 14.73 2022-23: -15.049; 14.73 2023-24: -15.6072; 14.73 2024-25: -16.1684; 14.73 2025-26: -16.7327; 14.73 2026-27: -17.3; 14.73 2027-28: -17.8702; 14.73 2028-29: -18.4432; 6 2029-30: -19.019; 6 2030-31: -19.5975; 6 2031-32: -20.1787; 6 2032-33: -20.7624; 6 2033-34: -21.3488; 6 2034-35: -21.9376; 6 2035-36: -22.5289; 6 2036-37: -23.1226; 6 2037-38: -23.7187; 6 2038-39: -24.3171; 6 2039-40: -24.9178; 6 2040-41: -25.5208; 6 2041-42: -26.1259; 6 2042-43: -26.7333; 6 2043-44: -27.3428; 6 2044-45: -27.9544; 6 2045-46: -28.5681; 6 2046-47: -29.1839; 6 2047-48: -29.8017; 6 2048-49: -30.4214; 6 2049-50: -31.0432
7.2BL | Total confirmed DO reductions to restore sustainable abstraction enter as -ve | Input | Ml/d | 2 | #REF! 2019-20: #REF!; 14.73 2021-22: 0; 14.73 2022-23: 0; 14.73 2023-24: 0; 14.73 2024-25: 0; 14.73 2025-26: 0; 14.73 2026-27: 0; 14.73 2027-28: 0; 14.73 2028-29: 0; 6 2029-30: 0; 6 2030-31: -5; 6 2031-32: -5; 6 2032-33: -5; 6 2033-34: -5; 6 2034-35: -5; 6 2035-36: -5; 6 2036-37: -5; 6 2037-38: -5; 6 2038-39: -5; 6 2039-40: -5; 6 2040-41: -5; 6 2041-42: -5; 6 2042-43: -5; 6 2043-44: -5; 6 2044-45: -5; 6 2045-46: -5; 6 2046-47: -5; 6 2047-48: -5; 6 2048-49: -5; 6 2049-50: -5
7.3BL | Total additional DO reductions for Environmental Destination (excl. any confirmed reductions) enter as -ve | Input | Ml/d | 2 | #REF! 2019-20: #REF!; 14.73 2021-22: 0; 14.73 2022-23: 0; 14.73 2023-24: 0; 14.73 2024-25: 0; 14.73 2025-26: 0; 14.73 2026-27: 0; 14.73 2027-28: 0; 14.73 2028-29: 0; 6 2029-30: 0; 6 2030-31: 0; 6 2031-32: 0; 6 2032-33: 0; 6 2033-34: 0; 6 2034-35: 0; 6 2035-36: 0; 6 2036-37: 0; 6 2037-38: 0; 6 2038-39: 0; 6 2039-40: 0; 6 2040-41: -2; 6 2041-42: -2; 6 2042-43: -2; 6 2043-44: -2; 6 2044-45: -2; 6 2045-46: -2; 6 2046-47: -2; 6 2047-48: -2; 6 2048-49: -2; 6 2049-50: -2
7.4BL | Change in DO from prolonged Outage reduction enter as -ve | Input | Ml/d | 2 | #REF! 2019-20: #REF!; 14.73 2021-22: 0; 14.73 2022-23: 0; 14.73 2023-24: 0; 14.73 2024-25: 0; 14.73 2025-26: 0; 14.73 2026-27: 0; 14.73 2027-28: 0; 14.73 2028-29: 0; 6 2029-30: 0; 6 2030-31: 0; 6 2031-32: 0; 6 2032-33: 0; 6 2033-34: 0; 6 2034-35: 0; 6 2035-36: 0; 6 2036-37: 0; 6 2037-38: 0; 6 2038-39: 0; 6 2039-40: 0; 6 2040-41: 0; 6 2041-42: 0; 6 2042-43: 0; 6 2043-44: 0; 6 2044-45: 0; 6 2045-46: 0; 6 2046-47: 0; 6 2047-48: 0; 6 2048-49: 0; 6 2049-50: 0
7.5BL | Change in DO from drought measures | Zero for baseline | Ml/d | 2 | #REF! 2019-20: #REF!; 14.73 2021-22: 0; 14.73 2022-23: 0; 14.73 2023-24: 0; 14.73 2024-25: 0; 14.73 2025-26: 0; 14.73 2026-27: 0; 14.73 2027-28: 0; 14.73 2028-29: 0; 6 2029-30: 0; 6 2030-31: 0; 6 2031-32: 0; 6 2032-33: 0; 6 2033-34: 0; 6 2034-35: 0; 6 2035-36: 0; 6 2036-37: 0; 6 2037-38: 0; 6 2038-39: 0; 6 2039-40: 0; 6 2040-41: 0; 6 2041-42: 0; 6 2042-43: 0; 6 2043-44: 0; 6 2044-45: 0; 6 2045-46: 0; 6 2046-47: 0; 6 2047-48: 0; 6 2048-49: 0; 6 2049-50: 0
7.6BL | Total other changes to DO (e.g. nitrates/operational decline) | Input | Ml/d | 2 | #REF! 2019-20: #REF!; 14.73 2021-22: 0; 14.73 2022-23: 0; 14.73 2023-24: 0; 14.73 2024-25: 0; 14.73 2025-26: 0; 14.73 2026-27: 0; 14.73 2027-28: 0; 14.73 2028-29: 0; 6 2029-30: 0; 6 2030-31: 0; 6 2031-32: 0; 6 2032-33: 0; 6 2033-34: 0; 6 2034-35: 0; 6 2035-36: 0; 6 2036-37: 0; 6 2037-38: 0; 6 2038-39: 0; 6 2039-40: 0; 6 2040-41: 0; 6 2041-42: 0; 6 2042-43: 0; 6 2043-44: 0; 6 2044-45: 0; 6 2045-46: 0; 6 2046-47: 0; 6 2047-48: 0; 6 2048-49: 0; 6 2049-50: 0
8BL | Raw water losses, treatment works losses and operational use | Input | Ml/d | 2 | #REF! 2019-20: 0.1; 14.73 2021-22: 0; 14.73 2022-23: 0; 14.73 2023-24: 0; 14.73 2024-25: 0; 14.73 2025-26: 0; 14.73 2026-27: 0; 14.73 2027-28: 0; 14.73 2028-29: 0; 6 2029-30: 0; 6 2030-31: 0; 6 2031-32: 0; 6 2032-33: 0; 6 2033-34: 0; 6 2034-35: 0; 6 2035-36: 0; 6 2036-37: 0; 6 2037-38: 0; 6 2038-39: 0; 6 2039-40: 0; 6 2040-41: 0; 6 2041-42: 0; 6 2042-43: 0; 6 2043-44: 0; 6 2044-45: 0; 6 2045-46: 0; 6 2046-47: 0; 6 2047-48: 0; 6 2048-49: 0; 6 2049-50: 0
9BL | Total Outage Allowance | Input | Ml/d | 2 | #REF! 2019-20: #REF!; 14.73 2021-22: 0; 14.73 2022-23: 0; 14.73 2023-24: 0; 14.73 2024-25: 0; 14.73 2025-26: 0; 14.73 2026-27: 0; 14.73 2027-28: 0; 14.73 2028-29: 0; 6 2029-30: 0; 6 2030-31: 0; 6 2031-32: 0; 6 2032-33: 0; 6 2033-34: 0; 6 2034-35: 0; 6 2035-36: 0; 6 2036-37: 0; 6 2037-38: 0; 6 2038-39: 0; 6 2039-40: 0; 6 2040-41: 0; 6 2041-42: 0; 6 2042-43: 0; 6 2043-44: 0; 6 2044-45: 0; 6 2045-46: 0; 6 2046-47: 0; 6 2047-48: 0; 6 2048-49: 0; 6 2049-50: 0
10BL | Water Available For Use (own sources) | (6BL + 7BL) - (8BL + 9BL) | Ml/d | 2 | #REF! 2019-20: #REF!; 14.73 2020-21: 0; 14.73 2021-22: 413.506; 14.73 2022-23: 412.951; 14.73 2023-24: 412.3928; 14.73 2024-25: 411.8316; 14.73 2025-26: 411.2673; 14.73 2026-27: 410.7; 14.73 2027-28: 410.1298; 14.73 2028-29: 409.5568; 6 2029-30: 408.981; 6 2030-31: 403.4025; 6 2031-32: 402.8213; 6 2032-33: 402.2376; 6 2033-34: 401.6512; 6 2034-35: 401.0624; 6 2035-36: 400.4711; 6 2036-37: 399.8774; 6 2037-38: 399.2813; 6 2038-39: 398.6829; 6 2039-40: 398.0822; 6 2040-41: 395.4792; 6 2041-42: 394.8741; 6 2042-43: 394.2667; 6 2043-44: 393.6572; 6 2044-45: 393.0456; 6 2045-46: 392.4319; 6 2046-47: 391.8161; 6 2047-48: 391.1983; 6 2048-49: 390.5786; 6 2049-50: 389.9568
11BL | Total Water Available For Use | 10BL + sum (2BL:5BL) | Ml/d | 2 | #REF! 2019-20: #REF!; 14.73 2020-21: 0; 14.73 2021-22: 386.5046; 14.73 2022-23: 385.9497; 14.73 2023-24: 385.3915; 14.73 2024-25: 384.4922; 14.73 2025-26: 383.5917; 14.73 2026-27: 382.7041; 14.73 2027-28: 380.3034; 14.73 2028-29: 379.3991; 6 2029-30: 378.4934; 6 2030-31: 372.5855; 6 2031-32: 371.6735; 6 2032-33: 372.2611; 6 2033-34: 371.3442; 6 2034-35: 370.7553; 6 2035-36: 390.1664; 6 2036-37: 389.5727; 6 2037-38: 388.9766; 6 2038-39: 388.3782; 6 2039-40: 387.7774; 6 2040-41: 385.1768; 6 2041-42: 384.5716; 6 2042-43: 383.9643; 6 2043-44: 383.3548; 6 2044-45: 382.7431; 6 2045-46: 382.1294; 6 2046-47: 381.5137; 6 2047-48: 380.8982; 6 2048-49: 380.2785; 6 2049-50: 379.6567
12BL | Water delivered measured non-household | Input | Ml/d | 2 | 14.73 2021-22: 49.7385; 14.73 2022-23: 50.7564; 14.73 2023-24: 53.2619; 14.73 2024-25: 55.7247; 14.73 2025-26: 60.0931; 14.73 2026-27: 60.9109; 14.73 2027-28: 60.1049; 14.73 2028-29: 61.505; 6 2029-30: 62.3793; 6 2030-31: 62.8419; 6 2031-32: 62.8408; 6 2032-33: 63.1837; 6 2033-34: 63.3645; 6 2034-35: 63.2272; 6 2035-36: 62.9537; 6 2036-37: 62.3423; 6 2037-38: 61.775; 6 2038-39: 61.2519; 6 2039-40: 61.2434; 6 2040-41: 61.2348; 6 2041-42: 61.2246; 6 2042-43: 61.2135; 6 2043-44: 61.2028; 6 2044-45: 61.1947; 6 2045-46: 61.1883; 6 2046-47: 61.1826; 6 2047-48: 61.1774; 6 2048-49: 61.1731; 6 2049-50: 61.1691
12.1BL | Non-potable water consumption (if applicable) | Input | Ml/d | 2
13BL | Water delivered unmeasured non-household | Input | Ml/d | 2 | 14.73 2021-22: 0.96834; 14.73 2022-23: 0.96149; 14.73 2023-24: 0.94934; 14.73 2024-25: 0.93722; 14.73 2025-26: 1.0811; 14.73 2026-27: 1.0735; 14.73 2027-28: 1.0659; 14.73 2028-29: 1.0582; 6 2029-30: 1.053; 6 2030-31: 1.0478; 6 2031-32: 1.0445; 6 2032-33: 1.0411; 6 2033-34: 1.0378; 6 2034-35: 1.0345; 6 2035-36: 1.0311; 6 2036-37: 1.0278; 6 2037-38: 1.0245; 6 2038-39: 1.0212; 6 2039-40: 1.0178; 6 2040-41: 1.0145; 6 2041-42: 1.0112; 6 2042-43: 1.0078; 6 2043-44: 1.0045; 6 2044-45: 1.0012; 6 2045-46: 0.99785; 6 2046-47: 0.99452; 6 2047-48: 0.9912; 6 2048-49: 0.98787; 6 2049-50: 0.98454
14BL | Water delivered measured household | Input | Ml/d | 2 | 14.73 2021-22: 156.5475; 14.73 2022-23: 157.2754; 14.73 2023-24: 161.034; 14.73 2024-25: 165.0516; 14.73 2025-26: 175.9171; 14.73 2026-27: 189.6864; 14.73 2027-28: 198.327; 14.73 2028-29: 202.5285; 6 2029-30: 206.0887; 6 2030-31: 208.6085; 6 2031-32: 210.9354; 6 2032-33: 212.7693; 6 2033-34: 214.6822; 6 2034-35: 216.5292; 6 2035-36: 218.3444; 6 2036-37: 219.9639; 6 2037-38: 221.7381; 6 2038-39: 223.6321; 6 2039-40: 225.5857; 6 2040-41: 224.6627; 6 2041-42: 226.6073; 6 2042-43: 228.6421; 6 2043-44: 230.7613; 6 2044-45: 232.9697; 6 2045-46: 235.2023; 6 2046-47: 233.4091; 6 2047-48: 235.7363; 6 2048-49: 236.0352; 6 2049-50: 238.4194
15BL | Water delivered unmeasured household | Input | Ml/d | 2 | 14.73 2021-22: 148.7857; 14.73 2022-23: 142.8097; 14.73 2023-24: 136.8679; 14.73 2024-25: 129.4085; 14.73 2025-26: 117.2931; 14.73 2026-27: 103.0797; 14.73 2027-28: 95.9243; 14.73 2028-29: 93.4857; 6 2029-30: 91.0494; 6 2030-31: 89.0672; 6 2031-32: 87.5209; 6 2032-33: 85.9927; 6 2033-34: 84.4687; 6 2034-35: 82.9697; 6 2035-36: 81.8197; 6 2036-37: 81.0234; 6 2037-38: 80.2352; 6 2038-39: 79.4686; 6 2039-40: 78.7041; 6 2040-41: 77.9538; 6 2041-42: 77.2107; 6 2042-43: 76.4938; 6 2043-44: 75.7833; 6 2044-45: 75.0858; 6 2045-46: 73.7318; 6 2046-47: 73.0718; 6 2047-48: 72.4173; 6 2048-49: 71.7747; 6 2049-50: 71.1372
16BL | Percentage of consumption driven by climate change | Input | % | 1 | 14.73 2021-22: 0%; 14.73 2022-23: 0.1819%; 14.73 2023-24: 0.3006%; 14.73 2024-25: 0.4203%; 14.73 2025-26: 0.4987%; 14.73 2026-27: 0.5062%; 14.73 2027-28: 0.5261%; 14.73 2028-29: 0.5371%; 6 2029-30: 0.549%; 6 2030-31: 0.5693%; 6 2031-32: 0.5827%; 6 2032-33: 0.6031%; 6 2033-34: 0.6162%; 6 2034-35: 0.6296%; 6 2035-36: 0.6504%; 6 2036-37: 0.6645%; 6 2037-38: 0.6856%; 6 2038-39: 0.6991%; 6 2039-40: 0.7114%; 6 2040-41: 1.444%; 6 2041-42: 0.7446%; 6 2042-43: 0.759%; 6 2043-44: 0.7732%; 6 2044-45: 0.7872%; 6 2045-46: 0.981%; 6 2046-47: 1.934%; 6 2047-48: 0.8296%; 6 2048-49: 1.412%; 6 2049-50: 0.8564%
17BL | Volume of consumption driven by climate change | 16BL * (12BL + sum(13BL:15BL) - sum (23BL:26BL)) | Ml/d | 2 | #REF! 2019-20: 0; 14.73 2020-21: 0; 14.73 2021-22: 0; 14.73 2022-23: 0.6185; 14.73 2023-24: 1.0241; 14.73 2024-25: 1.4298; 14.73 2025-26: 1.7135; 14.73 2026-27: 1.742; 14.73 2027-28: 1.8143; 14.73 2028-29: 1.8688; 6 2029-30: 1.9209; 6 2030-31: 1.9974; 6 2031-32: 2.0489; 6 2032-33: 2.1242; 6 2033-34: 2.1737; 6 2034-35: 2.222; 6 2035-36: 2.2979; 6 2036-37: 2.3487; 6 2037-38: 2.4256; 6 2038-39: 2.4774; 6 2039-40: 2.5292; 6 2040-41: 5.1069; 6 2041-42: 2.6425; 6 2042-43: 2.7033; 6 2043-44: 2.7643; 6 2044-45: 2.8256; 6 2045-46: 3.529; 6 2046-47: 6.9102; 6 2047-48: 2.9767; 6 2048-49: 5.0613; 6 2049-50: 3.0838
18BL | Measured Household - PCC | ((14BL - 25BL) * 1,000,000) / (39BL *1,000) | l/h/d | 1 | #REF! 2019-20: #DIV/0!; 14.73 2020-21: #DIV/0!; 14.73 2021-22: 161.5367; 14.73 2022-23: 157.608; 14.73 2023-24: 154.6941; 14.73 2024-25: 150.8583; 14.73 2025-26: 148.1962; 14.73 2026-27: 146.4182; 14.73 2027-28: 145.2274; 14.73 2028-29: 144.483; 6 2029-30: 143.8399; 6 2030-31: 143.4163; 6 2031-32: 142.9707; 6 2032-33: 142.6364; 6 2033-34: 142.2565; 6 2034-35: 141.9667; 6 2035-36: 141.6333; 6 2036-37: 141.3251; 6 2037-38: 141.0504; 6 2038-39: 140.7967; 6 2039-40: 140.5293; 6 2040-41: 138.4423; 6 2041-42: 138.1942; 6 2042-43: 137.9728; 6 2043-44: 137.735; 6 2044-45: 137.4948; 6 2045-46: 137.2506; 6 2046-47: 134.5853; 6 2047-48: 134.3621; 6 2048-49: 132.9201; 6 2049-50: 132.6987
19BL | Unmeasured Household - PCC | ((15BL - 26BL) * 1,000,000) / (40BL *1,000) | l/h/d | 1 | #REF! 2019-20: #DIV/0!; 14.73 2020-21: #DIV/0!; 14.73 2021-22: 171.5548; 14.73 2022-23: 168.4694; 14.73 2023-24: 166.5059; 14.73 2024-25: 163.8935; 14.73 2025-26: 162.2494; 14.73 2026-27: 161.4894; 14.73 2027-28: 161.3693; 14.73 2028-29: 161.2516; 6 2029-30: 161.1232; 6 2030-31: 161.1205; 6 2031-32: 161.2152; 6 2032-33: 161.3263; 6 2033-34: 161.4307; 6 2034-35: 161.566; 6 2035-36: 161.7672; 6 2036-37: 162.0384; 6 2037-38: 162.3018; 6 2038-39: 162.5853; 6 2039-40: 162.8479; 6 2040-41: 163.1149; 6 2041-42: 163.3722; 6 2042-43: 163.6622; 6 2043-44: 163.942; 6 2044-45: 164.2255; 6 2045-46: 162.9798; 6 2046-47: 163.2818; 6 2047-48: 163.5722; 6 2048-49: 163.8653; 6 2049-50: 164.1455
20BL | Average Household - PCC | (((14BL - 25BL) + (15BL - 26BL)) * 1,000,000) / ((39BL + 40BL) *1,000) | l/h/d | 1 | #REF! 2019-20: #DIV/0!; 14.73 2020-21: #DIV/0!; 14.73 2021-22: 166.2496; 14.73 2022-23: 162.5786; 14.73 2023-24: 159.8885; 14.73 2024-25: 156.3068; 14.73 2025-26: 153.5063; 14.73 2026-27: 151.3952; 14.73 2027-28: 150.1311; 14.73 2028-29: 149.3984; 6 2029-30: 148.7384; 6 2030-31: 148.3024; 6 2031-32: 147.889; 6 2032-33: 147.5679; 6 2033-34: 147.2043; 6 2034-35: 146.915; 6 2035-36: 146.6185; 6 2036-37: 146.3723; 6 2037-38: 146.1446; 6 2038-39: 145.9332; 6 2039-40: 145.7023; 6 2040-41: 144.0655; 6 2041-42: 143.8366; 6 2042-43: 143.6327; 6 2043-44: 143.4095; 6 2044-45: 143.1813; 6 2045-46: 142.6279; 6 2046-47: 140.4772; 6 2047-48: 140.2524; 6 2048-49: 139.0482; 6 2049-50: 138.814
21BL | Water taken unbilled | Input | Ml/d | 2 | 14.73 2021-22: 7.4301; 14.73 2022-23: 7.4307; 14.73 2023-24: 7.4233; 14.73 2024-25: 7.4152; 14.73 2025-26: 7.4425; 14.73 2026-27: 7.4338; 14.73 2027-28: 7.4251; 14.73 2028-29: 7.4169; 6 2029-30: 7.4104; 6 2030-31: 7.4049; 6 2031-32: 7.3999; 6 2032-33: 7.3954; 6 2033-34: 7.3916; 6 2034-35: 7.3873; 6 2035-36: 7.3829; 6 2036-37: 7.3783; 6 2037-38: 7.3737; 6 2038-39: 7.369; 6 2039-40: 7.3641; 6 2040-41: 7.3592; 6 2041-42: 7.3542; 6 2042-43: 7.3491; 6 2043-44: 7.344; 6 2044-45: 7.3387; 6 2045-46: 7.3333; 6 2046-47: 7.3279; 6 2047-48: 7.3223; 6 2048-49: 7.3167; 6 2049-50: 7.311
22BL | Distribution system operational use | Input | Ml/d | 2 | 14.73 2021-22: 2.3678; 14.73 2022-23: 2.3678; 14.73 2023-24: 2.3678; 14.73 2024-25: 2.3678; 14.73 2025-26: 2.3678; 14.73 2026-27: 2.3678; 14.73 2027-28: 2.3678; 14.73 2028-29: 2.3678; 6 2029-30: 2.3678; 6 2030-31: 2.3678; 6 2031-32: 2.3678; 6 2032-33: 2.3678; 6 2033-34: 2.3678; 6 2034-35: 2.3678; 6 2035-36: 2.3678; 6 2036-37: 2.3678; 6 2037-38: 2.3678; 6 2038-39: 2.3678; 6 2039-40: 2.3678; 6 2040-41: 2.3678; 6 2041-42: 2.3678; 6 2042-43: 2.3678; 6 2043-44: 2.3678; 6 2044-45: 2.3678; 6 2045-46: 2.3678; 6 2046-47: 2.3678; 6 2047-48: 2.3678; 6 2048-49: 2.3678; 6 2049-50: 2.3678
23BL | Measured Non Household - USPL | Input | Ml/d | 2 | 14.73 2021-22: 0.27327; 14.73 2022-23: 0.34102; 14.73 2023-24: 0.32879; 14.73 2024-25: 0.31647; 14.73 2025-26: 0.33157; 14.73 2026-27: 0.33268; 14.73 2027-28: 0.33379; 14.73 2028-29: 0.3349; 6 2029-30: 0.33601; 6 2030-31: 0.33711; 6 2031-32: 0.33822; 6 2032-33: 0.33933; 6 2033-34: 0.34044; 6 2034-35: 0.34155; 6 2035-36: 0.3426; 6 2036-37: 0.34365; 6 2037-38: 0.34471; 6 2038-39: 0.34576; 6 2039-40: 0.34681; 6 2040-41: 0.34787; 6 2041-42: 0.34892; 6 2042-43: 0.34997; 6 2043-44: 0.35103; 6 2044-45: 0.35208; 6 2045-46: 0.35313; 6 2046-47: 0.35419; 6 2047-48: 0.35524; 6 2048-49: 0.35629; 6 2049-50: 0.35735
24BL | Unmeasured Non Household - USPL | Input | Ml/d | 2 | 14.73 2021-22: 0.04114; 14.73 2022-23: 0.039375; 14.73 2023-24: 0.037417; 14.73 2024-25: 0.035493; 14.73 2025-26: 0.04094; 14.73 2026-27: 0.040652; 14.73 2027-28: 0.040364; 14.73 2028-29: 0.040076; 6 2029-30: 0.039878; 6 2030-31: 0.03968; 6 2031-32: 0.039554; 6 2032-33: 0.039428; 6 2033-34: 0.039302; 6 2034-35: 0.039175; 6 2035-36: 0.039049; 6 2036-37: 0.038923; 6 2037-38: 0.038797; 6 2038-39: 0.038671; 6 2039-40: 0.038545; 6 2040-41: 0.038419; 6 2041-42: 0.038293; 6 2042-43: 0.038167; 6 2043-44: 0.038041; 6 2044-45: 0.037915; 6 2045-46: 0.037789; 6 2046-47: 0.037663; 6 2047-48: 0.037537; 6 2048-49: 0.037411; 6 2049-50: 0.037285
25BL | Measured Household - USPL | Input | Ml/d | 2 | 14.73 2021-22: 5.5535; 14.73 2022-23: 5.5097; 14.73 2023-24: 5.5288; 14.73 2024-25: 5.5836; 14.73 2025-26: 6.0828; 14.73 2026-27: 6.681; 14.73 2027-28: 7.0227; 14.73 2028-29: 7.1771; 6 2029-30: 7.3095; 6 2030-31: 7.4161; 6 2031-32: 7.5008; 6 2032-33: 7.58; 6 2033-34: 7.6513; 6 2034-35: 7.7287; 6 2035-36: 7.7949; 6 2036-37: 7.8511; 6 2037-38: 7.9086; 6 2038-39: 7.9671; 6 2039-40: 8.0267; 6 2040-41: 8.0874; 6 2041-42: 8.1492; 6 2042-43: 8.2121; 6 2043-44: 8.2762; 6 2044-45: 8.3414; 6 2045-46: 8.4077; 6 2046-47: 8.475; 6 2047-48: 8.5434; 6 2048-49: 8.6129; 6 2049-50: 8.6834
26BL | Unmeasured Household - USPL | Input | Ml/d | 2 | 14.73 2021-22: 6.331; 14.73 2022-23: 5.9277; 14.73 2023-24: 5.4834; 14.73 2024-25: 4.9897; 14.73 2025-26: 4.3637; 14.73 2026-27: 3.56; 14.73 2027-28: 3.1707; 14.73 2028-29: 3.0749; 6 2029-30: 2.9791; 6 2030-31: 2.9069; 6 2031-32: 2.8578; 6 2032-33: 2.8088; 6 2033-34: 2.7598; 6 2034-35: 2.7108; 6 2035-36: 2.6815; 6 2036-37: 2.6709; 6 2037-38: 2.6603; 6 2038-39: 2.6497; 6 2039-40: 2.6391; 6 2040-41: 2.6285; 6 2041-42: 2.6179; 6 2042-43: 2.6073; 6 2043-44: 2.5967; 6 2044-45: 2.5861; 6 2045-46: 2.5756; 6 2046-47: 2.565; 6 2047-48: 2.5544; 6 2048-49: 2.5438; 6 2049-50: 2.5332
27BL | Void Properties - USPL | Input | Ml/d | 2 | 14.73 2021-22: 0.71016; 14.73 2022-23: 0.70958; 14.73 2023-24: 0.71695; 14.73 2024-25: 0.7251; 14.73 2025-26: 0.69775; 14.73 2026-27: 0.70643; 14.73 2027-28: 0.71514; 14.73 2028-29: 0.72339; 6 2029-30: 0.72986; 6 2030-31: 0.73539; 6 2031-32: 0.74033; 6 2032-33: 0.74483; 6 2033-34: 0.74865; 6 2034-35: 0.75299; 6 2035-36: 0.7574; 6 2036-37: 0.76193; 6 2037-38: 0.76657; 6 2038-39: 0.77129; 6 2039-40: 0.77611; 6 2040-41: 0.78102; 6 2041-42: 0.78602; 6 2042-43: 0.79111; 6 2043-44: 0.79629; 6 2044-45: 0.80157; 6 2045-46: 0.80694; 6 2046-47: 0.81239; 6 2047-48: 0.81794; 6 2048-49: 0.82357; 6 2049-50: 0.82928
28BL | Distribution losses | Input | Ml/d | 2 | 14.73 2021-22: 40.4358; 14.73 2022-23: 40.3297; 14.73 2023-24: 38.6946; 14.73 2024-25: 37.0726; 14.73 2025-26: 37.2062; 14.73 2026-27: 37.4022; 14.73 2027-28: 37.4402; 14.73 2028-29: 37.3726; 6 2029-30: 37.3286; 6 2030-31: 37.2879; 6 2031-32: 37.2462; 6 2032-33: 37.2105; 6 2033-34: 37.1835; 6 2034-35: 37.1498; 6 2035-36: 37.1075; 6 2036-37: 37.0564; 6 2037-38: 37.004; 6 2038-39: 36.9505; 6 2039-40: 36.8957; 6 2040-41: 36.8398; 6 2041-42: 36.7826; 6 2042-43: 36.7243; 6 2043-44: 36.6647; 6 2044-45: 36.6038; 6 2045-46: 36.5419; 6 2046-47: 36.4788; 6 2047-48: 36.4145; 6 2048-49: 36.349; 6 2049-50: 36.2825
29BL | Total Leakage | sum (23BL:28BL) | Ml/d | 2 | #REF! 2019-20: 0; 14.73 2020-21: 0; 14.73 2021-22: 53.3449; 14.73 2022-23: 52.8571; 14.73 2023-24: 50.79; 14.73 2024-25: 48.723; 14.73 2025-26: 48.723; 14.73 2026-27: 48.723; 14.73 2027-28: 48.723; 14.73 2028-29: 48.723; 6 2029-30: 48.723; 6 2030-31: 48.723; 6 2031-32: 48.723; 6 2032-33: 48.723; 6 2033-34: 48.723; 6 2034-35: 48.723; 6 2035-36: 48.723; 6 2036-37: 48.723; 6 2037-38: 48.723; 6 2038-39: 48.723; 6 2039-40: 48.723; 6 2040-41: 48.723; 6 2041-42: 48.723; 6 2042-43: 48.723; 6 2043-44: 48.723; 6 2044-45: 48.723; 6 2045-46: 48.723; 6 2046-47: 48.723; 6 2047-48: 48.723; 6 2048-49: 48.723; 6 2049-50: 48.723
30BL | Leakage/property | (29BL * 1,000,000) / (36BL * 1,000) | l/prop/d | 2 | #REF! 2019-20: #DIV/0!; 14.73 2020-21: #DIV/0!; 14.73 2021-22: 77.5145; 14.73 2022-23: 76.1842; 14.73 2023-24: 72.2575; 14.73 2024-25: 68.3335; 14.73 2025-26: 67.2875; 14.73 2026-27: 66.2631; 14.73 2027-28: 65.2973; 14.73 2028-29: 64.4298; 6 2029-30: 63.7727; 6 2030-31: 63.2257; 6 2031-32: 62.7509; 6 2032-33: 62.3282; 6 2033-34: 61.9761; 6 2034-35: 61.5785; 6 2035-36: 61.1793; 6 2036-37: 60.7741; 6 2037-38: 60.365; 6 2038-39: 59.9531; 6 2039-40: 59.5386; 6 2040-41: 59.1219; 6 2041-42: 58.7027; 6 2042-43: 58.2813; 6 2043-44: 57.8581; 6 2044-45: 57.4331; 6 2045-46: 57.0071; 6 2046-47: 56.5801; 6 2047-48: 56.1523; 6 2048-49: 55.724; 6 2049-50: 55.2956
31BL | Measured Non Household - properties | Input | 000's | 2 | 14.73 2021-22: 24.036; 14.73 2022-23: 24.3502; 14.73 2023-24: 24.4325; 14.73 2024-25: 24.5147; 14.73 2025-26: 25.6845; 14.73 2026-27: 25.7703; 14.73 2027-28: 25.8562; 14.73 2028-29: 25.942; 6 2029-30: 26.0278; 6 2030-31: 26.1137; 6 2031-32: 26.1995; 6 2032-33: 26.2854; 6 2033-34: 26.3712; 6 2034-35: 26.4571; 6 2035-36: 26.5387; 6 2036-37: 26.6203; 6 2037-38: 26.7019; 6 2038-39: 26.7835; 6 2039-40: 26.8651; 6 2040-41: 26.9467; 6 2041-42: 27.0283; 6 2042-43: 27.1099; 6 2043-44: 27.1915; 6 2044-45: 27.2731; 6 2045-46: 27.3547; 6 2046-47: 27.4363; 6 2047-48: 27.5179; 6 2048-49: 27.5995; 6 2049-50: 27.6811
32BL | Unmeasured Non Household - properties | Input | 000's | 2 | 14.73 2021-22: 1.52; 14.73 2022-23: 1.5117; 14.73 2023-24: 1.495; 14.73 2024-25: 1.4782; 14.73 2025-26: 1.7051; 14.73 2026-27: 1.6931; 14.73 2027-28: 1.6811; 14.73 2028-29: 1.6691; 6 2029-30: 1.6609; 6 2030-31: 1.6526; 6 2031-32: 1.6474; 6 2032-33: 1.6421; 6 2033-34: 1.6369; 6 2034-35: 1.6316; 6 2035-36: 1.6264; 6 2036-37: 1.6211; 6 2037-38: 1.6159; 6 2038-39: 1.6106; 6 2039-40: 1.6054; 6 2040-41: 1.6001; 6 2041-42: 1.5949; 6 2042-43: 1.5896; 6 2043-44: 1.5844; 6 2044-45: 1.5791; 6 2045-46: 1.5739; 6 2046-47: 1.5686; 6 2047-48: 1.5634; 6 2048-49: 1.5581; 6 2049-50: 1.5529
33BL | All void non-households - properties | Input | 000's | 2 | 14.73 2021-22: 6.635; 14.73 2022-23: 6.4036; 14.73 2023-24: 6.4131; 14.73 2024-25: 6.4226; 14.73 2025-26: 5.1009; 14.73 2026-27: 5.1121; 14.73 2027-28: 5.1232; 14.73 2028-29: 5.1344; 6 2029-30: 5.1468; 6 2030-31: 5.1592; 6 2031-32: 5.1726; 6 2032-33: 5.186; 6 2033-34: 5.1994; 6 2034-35: 5.2128; 6 2035-36: 5.2254; 6 2036-37: 5.2381; 6 2037-38: 5.2507; 6 2038-39: 5.2634; 6 2039-40: 5.276; 6 2040-41: 5.2887; 6 2041-42: 5.3013; 6 2042-43: 5.314; 6 2043-44: 5.3266; 6 2044-45: 5.3393; 6 2045-46: 5.3519; 6 2046-47: 5.3646; 6 2047-48: 5.3772; 6 2048-49: 5.3899; 6 2049-50: 5.4025
34BL | Measured households - properties (excl. void) | Year before + sum (34.1BL:34.6BL) | 000's | 2 | 14.73 2021-22: 402.489; 14.73 2022-23: 414.1541; 14.73 2023-24: 431.401; 14.73 2024-25: 452.4189; 14.73 2025-26: 489.1862; 14.73 2026-27: 533.4607; 14.73 2027-28: 560.1527; 14.73 2028-29: 573.8111; 6 2029-30: 585.2769; 6 2030-31: 594.6152; 6 2031-32: 602.224; 6 2032-33: 609.2841; 6 2033-34: 615.5449; 6 2034-35: 622.4206; 6 2035-36: 628.5665; 6 2036-37: 634.0738; 6 2037-38: 639.7008; 6 2038-39: 645.4362; 6 2039-40: 651.2811; 6 2040-41: 657.232; 6 2041-42: 663.2972; 6 2042-43: 669.4745; 6 2043-44: 675.7632; 6 2044-45: 682.1643; 6 2045-46: 688.6708; 6 2046-47: 695.2846; 6 2047-48: 702.0049; 6 2048-49: 708.8303; 6 2049-50: 715.7589
34.1BL | New build properties - properties | Input (new builds in each year) | 000's | 2 | 14.73 2021-22: 4.592; 14.73 2022-23: 5.7447; 14.73 2023-24: 9.227; 14.73 2024-25: 10.2442; 14.73 2025-26: 11.1891; 14.73 2026-27: 11.2846; 14.73 2027-28: 10.965; 14.73 2028-29: 10.1319; 6 2029-30: 7.8722; 6 2030-31: 6.6895; 6 2031-32: 5.907; 6 2032-33: 5.3415; 6 2033-34: 4.5177; 6 2034-35: 5.1514; 6 2035-36: 5.2342; 6 2036-37: 5.3811; 6 2037-38: 5.5044; 6 2038-39: 5.6162; 6 2039-40: 5.729; 6 2040-41: 5.8383; 6 2041-42: 5.9561; 6 2042-43: 6.0716; 6 2043-44: 6.1865; 6 2044-45: 6.3022; 6 2045-46: 6.4109; 6 2046-47: 6.5215; 6 2047-48: 6.6312; 6 2048-49: 6.7396; 6 2049-50: 6.846
34.2BL | Meter optants - properties | Input (meter optants in each year) | 000's | 2 | 14.73 2021-22: 0; 14.73 2022-23: 5.9683; 14.73 2023-24: 8.3375; 14.73 2024-25: 11.0504; 14.73 2025-26: 26.4684; 14.73 2026-27: 34.4018; 14.73 2027-28: 16.6; 14.73 2028-29: 4; 6 2029-30: 4; 6 2030-31: 3; 6 2031-32: 2; 6 2032-33: 2; 6 2033-34: 2; 6 2034-35: 2; 6 2035-36: 1.195; 6 2036-37: 0.39; 6 2037-38: 0.39; 6 2038-39: 0.39; 6 2039-40: 0.39; 6 2040-41: 0.39; 6 2041-42: 0.39; 6 2042-43: 0.39; 6 2043-44: 0.39; 6 2044-45: 0.39; 6 2045-46: 0.39; 6 2046-47: 0.39; 6 2047-48: 0.39; 6 2048-49: 0.39; 6 2049-50: 0.39
34.3BL | Compulsory metering - properties | Input (compulsory meters in each year) | 000's | 2 | 14.73 2021-22: 0; 14.73 2022-23: 0; 14.73 2023-24: 0; 14.73 2024-25: 0; 14.73 2025-26: 0; 14.73 2026-27: 0.005; 14.73 2027-28: 0.005; 14.73 2028-29: 0.005; 6 2029-30: 0.005; 6 2030-31: 0.005; 6 2031-32: 0.005; 6 2032-33: 0.005; 6 2033-34: 0.005; 6 2034-35: 0.005; 6 2035-36: 0.005; 6 2036-37: 0.005; 6 2037-38: 0.005; 6 2038-39: 0.005; 6 2039-40: 0.005; 6 2040-41: 0.005; 6 2041-42: 0.005; 6 2042-43: 0.005; 6 2043-44: 0.005; 6 2044-45: 0.005; 6 2045-46: 0.005; 6 2046-47: 0.005; 6 2047-48: 0.005; 6 2048-49: 0.005; 6 2049-50: 0.005
34.4BL | Metering on change of occupancy - properties | Input (change of occupancy meters in each year) | 000's | 2 | 14.73 2021-22: 0; 14.73 2022-23: 0; 14.73 2023-24: 0; 14.73 2024-25: 0; 14.73 2025-26: 0; 14.73 2026-27: 0; 14.73 2027-28: 0; 14.73 2028-29: 0; 6 2029-30: 0; 6 2030-31: 0; 6 2031-32: 0; 6 2032-33: 0; 6 2033-34: 0; 6 2034-35: 0; 6 2035-36: 0; 6 2036-37: 0; 6 2037-38: 0; 6 2038-39: 0; 6 2039-40: 0; 6 2040-41: 0; 6 2041-42: 0; 6 2042-43: 0; 6 2043-44: 0; 6 2044-45: 0; 6 2045-46: 0; 6 2046-47: 0; 6 2047-48: 0; 6 2048-49: 0; 6 2049-50: 0
34.5BL | Selective metering - properties | Input (selective meters in each year) | 000's | 2 | 14.73 2021-22: 0.004; 14.73 2022-23: 0.13956; 14.73 2023-24: 0.256; 14.73 2024-25: 0.41249; 14.73 2025-26: 0.29655; 14.73 2026-27: 0.005; 14.73 2027-28: 0.005; 14.73 2028-29: 0.005; 6 2029-30: 0.005; 6 2030-31: 0.005; 6 2031-32: 0.005; 6 2032-33: 0.005; 6 2033-34: 0.005; 6 2034-35: 0.005; 6 2035-36: 0.005; 6 2036-37: 0.005; 6 2037-38: 0.005; 6 2038-39: 0.005; 6 2039-40: 0.005; 6 2040-41: 0.005; 6 2041-42: 0.005; 6 2042-43: 0.005; 6 2043-44: 0.005; 6 2044-45: 0.005; 6 2045-46: 0.005; 6 2046-47: 0.005; 6 2047-48: 0.005; 6 2048-49: 0.005; 6 2049-50: 0.005
34.6BL | Other changes to existing metering - properties | Input (other changes to meters in each year) | 000's | 2 | 14.73 2021-22: 0; 14.73 2022-23: -0.18746; 14.73 2023-24: -0.57356; 14.73 2024-25: -0.68913; 14.73 2025-26: -1.1868; 14.73 2026-27: -1.4219; 14.73 2027-28: -0.88302; 14.73 2028-29: -0.48358; 6 2029-30: -0.41639; 6 2030-31: -0.36119; 6 2031-32: -0.30818; 6 2032-33: -0.29137; 6 2033-34: -0.26687; 6 2034-35: -0.28572; 6 2035-36: -0.29335; 6 2036-37: -0.27378; 6 2037-38: -0.27745; 6 2038-39: -0.28077; 6 2039-40: -0.28413; 6 2040-41: -0.28738; 6 2041-42: -0.29088; 6 2042-43: -0.29431; 6 2043-44: -0.29773; 6 2044-45: -0.30117; 6 2045-46: -0.3044; 6 2046-47: -0.30769; 6 2047-48: -0.31095; 6 2048-49: -0.31418; 6 2049-50: -0.31734
34.7BL | Measured household void properties | Input | 000's | 2 | 14.73 2021-22: 12.55; 14.73 2022-23: 12.6925; 14.73 2023-24: 13.221; 14.73 2024-25: 13.8652; 14.73 2025-26: 14.9919; 14.73 2026-27: 16.3488; 14.73 2027-28: 17.1668; 14.73 2028-29: 17.5854; 6 2029-30: 17.9368; 6 2030-31: 18.223; 6 2031-32: 18.4562; 6 2032-33: 18.6726; 6 2033-34: 18.8644; 6 2034-35: 19.0751; 6 2035-36: 19.2635; 6 2036-37: 19.4323; 6 2037-38: 19.6047; 6 2038-39: 19.7805; 6 2039-40: 19.9596; 6 2040-41: 20.142; 6 2041-42: 20.3279; 6 2042-43: 20.5172; 6 2043-44: 20.7099; 6 2044-45: 20.9061; 6 2045-46: 21.1055; 6 2046-47: 21.3082; 6 2047-48: 21.5141; 6 2048-49: 21.7233; 6 2049-50: 21.9357
35BL | Unmeasured households - properties (excl. void) | Input | 000's | 2 | 14.73 2021-22: 233.909; 14.73 2022-23: 227.5735; 14.73 2023-24: 219.0856; 14.73 2024-25: 207.8154; 14.73 2025-26: 181.7461; 14.73 2026-27: 148.2717; 14.73 2027-28: 132.059; 14.73 2028-29: 128.0688; 6 2029-30: 124.0787; 6 2030-31: 121.0679; 6 2031-32: 119.0267; 6 2032-33: 116.9856; 6 2033-34: 114.9445; 6 2034-35: 112.9033; 6 2035-36: 111.6816; 6 2036-37: 111.2404; 6 2037-38: 110.7992; 6 2038-39: 110.358; 6 2039-40: 109.9168; 6 2040-41: 109.4756; 6 2041-42: 109.0344; 6 2042-43: 108.5932; 6 2043-44: 108.152; 6 2044-45: 107.7108; 6 2045-46: 107.2696; 6 2046-47: 106.8284; 6 2047-48: 106.3872; 6 2048-49: 105.946; 6 2049-50: 105.5048
35.1BL | Unmeasured household void properties | Input | 000's | 2 | 14.73 2021-22: 7.053; 14.73 2022-23: 7.1206; 14.73 2023-24: 6.855; 14.73 2024-25: 6.5024; 14.73 2025-26: 5.6867; 14.73 2026-27: 4.6393; 14.73 2027-28: 4.132; 14.73 2028-29: 4.0072; 6 2029-30: 3.8823; 6 2030-31: 3.7881; 6 2031-32: 3.7243; 6 2032-33: 3.6604; 6 2033-34: 3.5965; 6 2034-35: 3.5327; 6 2035-36: 3.4944; 6 2036-37: 3.4806; 6 2037-38: 3.4668; 6 2038-39: 3.453; 6 2039-40: 3.4392; 6 2040-41: 3.4254; 6 2041-42: 3.4116; 6 2042-43: 3.3978; 6 2043-44: 3.384; 6 2044-45: 3.3702; 6 2045-46: 3.3564; 6 2046-47: 3.3426; 6 2047-48: 3.3288; 6 2048-49: 3.315; 6 2049-50: 3.3012
36BL | Total Resource Zone Properties (incl. voids) | sum (31BL:34BL) + 34.7BL + 35BL + 35.1BL | 000's | 2 | #REF! 2019-20: 0; 14.73 2020-21: 0; 14.73 2021-22: 688.192; 14.73 2022-23: 693.8062; 14.73 2023-24: 702.9031; 14.73 2024-25: 713.0173; 14.73 2025-26: 724.1014; 14.73 2026-27: 735.2961; 14.73 2027-28: 746.1711; 14.73 2028-29: 756.218; 6 2029-30: 764.0102; 6 2030-31: 770.6197; 6 2031-32: 776.4506; 6 2032-33: 781.7161; 6 2033-34: 786.1578; 6 2034-35: 791.2332; 6 2035-36: 796.3965; 6 2036-37: 801.7066; 6 2037-38: 807.14; 6 2038-39: 812.6852; 6 2039-40: 818.3432; 6 2040-41: 824.1105; 6 2041-42: 829.9956; 6 2042-43: 835.9962; 6 2043-44: 842.1117; 6 2044-45: 848.3429; 6 2045-46: 854.6828; 6 2046-47: 861.1333; 6 2047-48: 867.6935; 6 2048-49: 874.3621; 6 2049-50: 881.137
37BL | Measured Non Household - Population | Input | 000's | 2 | 14.73 2021-22: 10.7818; 14.73 2022-23: 10.9428; 14.73 2023-24: 11.0934; 14.73 2024-25: 11.2388; 14.73 2025-26: 11.3435; 14.73 2026-27: 11.4827; 14.73 2027-28: 11.673; 14.73 2028-29: 11.8581; 6 2029-30: 12.0421; 6 2030-31: 12.2006; 6 2031-32: 12.4659; 6 2032-33: 12.738; 6 2033-34: 12.9289; 6 2034-35: 13.0761; 6 2035-36: 13.2008; 6 2036-37: 13.3158; 6 2037-38: 13.438; 6 2038-39: 13.5727; 6 2039-40: 13.7153; 6 2040-41: 13.8728; 6 2041-42: 14.0525; 6 2042-43: 14.2592; 6 2043-44: 14.4863; 6 2044-45: 14.7237; 6 2045-46: 14.9876; 6 2046-47: 15.2599; 6 2047-48: 15.5377; 6 2048-49: 15.823; 6 2049-50: 16.1035
38BL | Unmeasured Non Household - Population | Input | 000's | 2 | 14.73 2021-22: 2.0537; 14.73 2022-23: 2.0843; 14.73 2023-24: 2.113; 14.73 2024-25: 2.1407; 14.73 2025-26: 2.1607; 14.73 2026-27: 2.1872; 14.73 2027-28: 2.2234; 14.73 2028-29: 2.2587; 6 2029-30: 2.2937; 6 2030-31: 2.3239; 6 2031-32: 2.3745; 6 2032-33: 2.4263; 6 2033-34: 2.4626; 6 2034-35: 2.4907; 6 2035-36: 2.5144; 6 2036-37: 2.5363; 6 2037-38: 2.5596; 6 2038-39: 2.5853; 6 2039-40: 2.6124; 6 2040-41: 2.6424; 6 2041-42: 2.6767; 6 2042-43: 2.716; 6 2043-44: 2.7593; 6 2044-45: 2.8045; 6 2045-46: 2.8548; 6 2046-47: 2.9066; 6 2047-48: 2.9596; 6 2048-49: 3.0139; 6 2049-50: 3.0673
39BL | Measured Household - Population | Input | 000's | 2 | 14.73 2021-22: 934.7343; 14.73 2022-23: 962.9308; 14.73 2023-24: 1005.2434; 14.73 2024-25: 1057.0705; 14.73 2025-26: 1146.0102; 14.73 2026-27: 1249.8818; 14.73 2027-28: 1317.2743; 14.73 2028-29: 1352.072; 6 2029-30: 1381.9474; 6 2030-31: 1402.8558; 6 2031-32: 1422.9111; 6 2032-33: 1438.5471; 6 2033-34: 1455.3353; 6 2034-35: 1470.7718; 6 2035-36: 1486.5814; 6 2036-37: 1500.8857; 6 2037-38: 1515.9796; 6 2038-39: 1531.7483; 6 2039-40: 1548.1401; 6 2040-41: 1564.3727; 6 2041-42: 1580.8053; 6 2042-43: 1597.6334; 6 2043-44: 1615.3126; 6 2044-45: 1633.7225; 6 2045-46: 1652.413; 6 2046-47: 1671.3124; 6 2047-48: 1690.9003; 6 2048-49: 1710.9696; 6 2049-50: 1731.2601
40BL | Unmeasured Household - Population | Input | 000's | 2 | 14.73 2021-22: 830.3741; 14.73 2022-23: 812.5039; 14.73 2023-24: 789.068; 14.73 2024-25: 759.1445; 14.73 2025-26: 696.0232; 14.73 2026-27: 616.2612; 14.73 2027-28: 574.7905; 14.73 2028-29: 560.6811; 6 2029-30: 546.602; 6 2030-31: 534.757; 6 2031-32: 525.1554; 6 2032-33: 515.6252; 6 2033-34: 506.1545; 6 2034-35: 496.7564; 6 2035-36: 489.2106; 6 2036-37: 483.5427; 6 2037-38: 477.967; 6 2038-39: 472.4836; 6 2039-40: 467.0924; 6 2040-41: 461.7929; 6 2041-42: 456.5817; 6 2042-43: 451.457; 6 2043-44: 446.4176; 6 2044-45: 441.4637; 6 2045-46: 436.5953; 6 2046-47: 431.8107; 6 2047-48: 427.1079; 6 2048-49: 422.4867; 6 2049-50: 417.9461
41BL | Total Resource Zone Population | sum (37BL:40BL) | 000's | 2 | #REF! 2019-20: 0; 14.73 2020-21: 0; 14.73 2021-22: 1777.9438; 14.73 2022-23: 1788.4619; 14.73 2023-24: 1807.5178; 14.73 2024-25: 1829.5946; 14.73 2025-26: 1855.5376; 14.73 2026-27: 1879.8129; 14.73 2027-28: 1905.9613; 14.73 2028-29: 1926.8699; 6 2029-30: 1942.8852; 6 2030-31: 1952.1374; 6 2031-32: 1962.9069; 6 2032-33: 1969.3365; 6 2033-34: 1976.8813; 6 2034-35: 1983.095; 6 2035-36: 1991.5073; 6 2036-37: 2000.2806; 6 2037-38: 2009.9443; 6 2038-39: 2020.39; 6 2039-40: 2031.5602; 6 2040-41: 2042.6809; 6 2041-42: 2054.1162; 6 2042-43: 2066.0656; 6 2043-44: 2078.9758; 6 2044-45: 2092.7144; 6 2045-46: 2106.8508; 6 2046-47: 2121.2896; 6 2047-48: 2136.5054; 6 2048-49: 2152.2932; 6 2049-50: 2168.377
42BL | Average household occupancy rate (excl. voids) | (39BL + 40BL) / (34BL + 35BL) | h/prop | 1 | #REF! 2019-20: #DIV/0!; 14.73 2020-21: #DIV/0!; 14.73 2021-22: 2.7736; 14.73 2022-23: 2.7666; 14.73 2023-24: 2.7584; 14.73 2024-25: 2.7509; 14.73 2025-26: 2.7455; 14.73 2026-27: 2.7374; 14.73 2027-28: 2.7334; 14.73 2028-29: 2.7252; 6 2029-30: 2.7187; 6 2030-31: 2.7074; 6 2031-32: 2.701; 6 2032-33: 2.6907; 6 2033-34: 2.6852; 6 2034-35: 2.6757; 6 2035-36: 2.6691; 6 2036-37: 2.6625; 6 2037-38: 2.6568; 6 2038-39: 2.6518; 6 2039-40: 2.6474; 6 2040-41: 2.6427; 6 2041-42: 2.638; 6 2042-43: 2.6336; 6 2043-44: 2.63; 6 2044-45: 2.6272; 6 2045-46: 2.6246; 6 2046-47: 2.622; 6 2047-48: 2.62; 6 2048-49: 2.6185; 6 2049-50: 2.617
43BL | Total Household Metering penetration (excl. voids) | 34BL / (34BL + 35BL) | % | 1 | #REF! 2019-20: #DIV/0!; 14.73 2020-21: #DIV/0!; 14.73 2021-22: 63.24%; 14.73 2022-23: 64.54%; 14.73 2023-24: 66.32%; 14.73 2024-25: 68.52%; 14.73 2025-26: 72.91%; 14.73 2026-27: 78.25%; 14.73 2027-28: 80.92%; 14.73 2028-29: 81.75%; 6 2029-30: 82.51%; 6 2030-31: 83.08%; 6 2031-32: 83.5%; 6 2032-33: 83.89%; 6 2033-34: 84.26%; 6 2034-35: 84.65%; 6 2035-36: 84.91%; 6 2036-37: 85.07%; 6 2037-38: 85.24%; 6 2038-39: 85.4%; 6 2039-40: 85.56%; 6 2040-41: 85.72%; 6 2041-42: 85.88%; 6 2042-43: 86.04%; 6 2043-44: 86.2%; 6 2044-45: 86.36%; 6 2045-46: 86.52%; 6 2046-47: 86.68%; 6 2047-48: 86.84%; 6 2048-49: 87%; 6 2049-50: 87.15%
44BL | Total Household Metering penetration (incl. voids) | (34BL) / (34BL + 34.7BL + 35BL + 35.1BL) | % | 1 | #REF! 2019-20: #DIV/0!; 14.73 2020-21: #DIV/0!; 14.73 2021-22: 61.35%; 14.73 2022-23: 62.6%; 14.73 2023-24: 64.33%; 14.73 2024-25: 66.47%; 14.73 2025-26: 70.73%; 14.73 2026-27: 75.91%; 14.73 2027-28: 78.51%; 14.73 2028-29: 79.31%; 6 2029-30: 80.05%; 6 2030-31: 80.6%; 6 2031-32: 81.01%; 6 2032-33: 81.39%; 6 2033-34: 81.75%; 6 2034-35: 82.12%; 6 2035-36: 82.38%; 6 2036-37: 82.54%; 6 2037-38: 82.69%; 6 2038-39: 82.85%; 6 2039-40: 83.01%; 6 2040-41: 83.16%; 6 2041-42: 83.32%; 6 2042-43: 83.48%; 6 2043-44: 83.63%; 6 2044-45: 83.79%; 6 2045-46: 83.94%; 6 2046-47: 84.1%; 6 2047-48: 84.25%; 6 2048-49: 84.4%; 6 2049-50: 84.56%
45BL | Distribution input | sum (12BL:15BL) +21BL + 22BL + 27BL + 28BL | Ml/d | 2 | #REF! 2019-20: 0; 14.73 2020-21: 0; 14.73 2021-22: 406.9838; 14.73 2022-23: 402.6408; 14.73 2023-24: 401.3159; 14.73 2024-25: 398.7027; 14.73 2025-26: 402.0986; 14.73 2026-27: 402.6607; 14.73 2027-28: 403.3703; 14.73 2028-29: 406.4581; 6 2029-30: 408.407; 6 2030-31: 409.3613; 6 2031-32: 410.0958; 6 2032-33: 410.7054; 6 2033-34: 411.2447; 6 2034-35: 411.4185; 6 2035-36: 411.7646; 6 2036-37: 411.922; 6 2037-38: 412.2849; 6 2038-39: 412.8323; 6 2039-40: 413.9548; 6 2040-41: 412.2137; 6 2041-42: 413.3444; 6 2042-43: 414.5895; 6 2043-44: 415.9247; 6 2044-45: 417.3633; 6 2045-46: 418.1702; 6 2046-47: 415.6448; 6 2047-48: 417.2447; 6 2048-49: 416.8279; 6 2049-50: 418.5008
46BL | Target headroom (climate change component) | Input | Ml/d | 2 | 14.73 2021-22: 0; 14.73 2022-23: 0.13149; 14.73 2023-24: 0.36478; 14.73 2024-25: 0.58325; 14.73 2025-26: 0.68596; 14.73 2026-27: 0.78103; 14.73 2027-28: 0.81007; 14.73 2028-29: 0.91526; 6 2029-30: 0.84346; 6 2030-31: 0.84122; 6 2031-32: 0.8781; 6 2032-33: 0.92932; 6 2033-34: 0.92807; 6 2034-35: 0.98739; 6 2035-36: 0.99802; 6 2036-37: 1.0032; 6 2037-38: 1.0682; 6 2038-39: 0.99751; 6 2039-40: 1.034; 6 2040-41: 2.7205; 6 2041-42: 1.1166; 6 2042-43: 1.1298; 6 2043-44: 1.2151; 6 2044-45: 1.154; 6 2045-46: 1.6285; 6 2046-47: 4.2052; 6 2047-48: 1.2406; 6 2048-49: 2.793; 6 2049-50: 1.3596
47BL | Target headroom (All other components) | Input | Ml/d | 2 | 14.73 2021-22: 6.8586; 14.73 2022-23: 6.848; 14.73 2023-24: 6.9003; 14.73 2024-25: 6.8996; 14.73 2025-26: 6.935; 14.73 2026-27: 6.3043; 14.73 2027-28: 5.758; 14.73 2028-29: 5.1943; 6 2029-30: 4.7549; 6 2030-31: 3.9851; 6 2031-32: 3.266; 6 2032-33: 2.8404; 6 2033-34: 2.6853; 6 2034-35: 2.2241; 6 2035-36: 1.9656; 6 2036-37: 1.774; 6 2037-38: 1.5907; 6 2038-39: 1.3738; 6 2039-40: 1.2128; 6 2040-41: 1.0557; 6 2041-42: 1.0134; 6 2042-43: 1.041; 6 2043-44: 1.0228; 6 2044-45: 1.04; 6 2045-46: 1.0821; 6 2046-47: 0.99514; 6 2047-48: 1.0045; 6 2048-49: 1.0028; 6 2049-50: 1.0411
48BL | Target Headroom | 46BL + 47BL | Ml/d | 2 | #REF! 2019-20: 0; 14.73 2020-21: 0; 14.73 2021-22: 6.8586; 14.73 2022-23: 6.9795; 14.73 2023-24: 7.2651; 14.73 2024-25: 7.4829; 14.73 2025-26: 7.6209; 14.73 2026-27: 7.0854; 14.73 2027-28: 6.5681; 14.73 2028-29: 6.1095; 6 2029-30: 5.5984; 6 2030-31: 4.8263; 6 2031-32: 4.1441; 6 2032-33: 3.7698; 6 2033-34: 3.6133; 6 2034-35: 3.2115; 6 2035-36: 2.9636; 6 2036-37: 2.7772; 6 2037-38: 2.6589; 6 2038-39: 2.3713; 6 2039-40: 2.2468; 6 2040-41: 3.7762; 6 2041-42: 2.1301; 6 2042-43: 2.1708; 6 2043-44: 2.2379; 6 2044-45: 2.194; 6 2045-46: 2.7106; 6 2046-47: 5.2003; 6 2047-48: 2.2451; 6 2048-49: 3.7959; 6 2049-50: 2.4007
49BL | Available Headroom | 11BL - 45BL | Ml/d | 2 | #REF! 2019-20: #REF!; 14.73 2020-21: 0; 14.73 2021-22: -20.4792; 14.73 2022-23: -16.6911; 14.73 2023-24: -15.9244; 14.73 2024-25: -14.2105; 14.73 2025-26: -18.5068; 14.73 2026-27: -19.9566; 14.73 2027-28: -23.067; 14.73 2028-29: -27.059; 6 2029-30: -29.9136; 6 2030-31: -36.7758; 6 2031-32: -38.4223; 6 2032-33: -38.4443; 6 2033-34: -39.9006; 6 2034-35: -40.6632; 6 2035-36: -21.5982; 6 2036-37: -22.3493; 6 2037-38: -23.3083; 6 2038-39: -24.4542; 6 2039-40: -26.1774; 6 2040-41: -27.0369; 6 2041-42: -28.7728; 6 2042-43: -30.6253; 6 2043-44: -32.5699; 6 2044-45: -34.6202; 6 2045-46: -36.0408; 6 2046-47: -34.1311; 6 2047-48: -36.3465; 6 2048-49: -36.5495; 6 2049-50: -38.844
49.1BL | Available non-potable balance (if applicable) | 1.1BL -12.1BL | Ml/d | 2 | #REF! 2019-20: #REF!; 14.73 2020-21: 0; 14.73 2021-22: 0; 14.73 2022-23: 0; 14.73 2023-24: 0; 14.73 2024-25: 0; 14.73 2025-26: 0; 14.73 2026-27: 0; 14.73 2027-28: 0; 14.73 2028-29: 0; 6 2029-30: 0; 6 2030-31: 0; 6 2031-32: 0; 6 2032-33: 0; 6 2033-34: 0; 6 2034-35: 0; 6 2035-36: 0; 6 2036-37: 0; 6 2037-38: 0; 6 2038-39: 0; 6 2039-40: 0; 6 2040-41: 0; 6 2041-42: 0; 6 2042-43: 0; 6 2043-44: 0; 6 2044-45: 0; 6 2045-46: 0; 6 2046-47: 0; 6 2047-48: 0; 6 2048-49: 0; 6 2049-50: 0
50BL | Supply Demand Balance | 49BL - 48BL | Ml/d | 2 | #REF! 2019-20: #REF!; 14.73 2020-21: 0; 14.73 2021-22: -27.3378; 14.73 2022-23: -23.6706; 14.73 2023-24: -23.1895; 14.73 2024-25: -21.6933; 14.73 2025-26: -26.1278; 14.73 2026-27: -27.042; 14.73 2027-28: -29.635; 14.73 2028-29: -33.1686; 6 2029-30: -35.5119; 6 2030-31: -41.6021; 6 2031-32: -42.5664; 6 2032-33: -42.2141; 6 2033-34: -43.5139; 6 2034-35: -43.8746; 6 2035-36: -24.5618; 6 2036-37: -25.1265; 6 2037-38: -25.9672; 6 2038-39: -26.8255; 6 2039-40: -28.4242; 6 2040-41: -30.813; 6 2041-42: -30.9028; 6 2042-43: -32.7961; 6 2043-44: -34.8078; 6 2044-45: -36.8142; 6 2045-46: -38.7514; 6 2046-47: -39.3314; 6 2047-48: -38.5916; 6 2048-49: -40.3453; 6 2049-50: -41.2447
Table 3b: DYAA - Final plan Options | Back to top of sheet
WRMP24 reference | Option type | Cat ID | Unit | Decimal places | 2019-20 | 2020-21 | 2021-22 | 2022-23 | 2023-24 | 2024-25 | 2025-26 | 2026-27 | 2027-28 | 2028-29 | 2029-30 | 2030-31 | 2031-32 | 2032-33 | 2033-34 | 2034-35 | 2035-36 | 2036-37 | 2037-38 | 2038-39 | 2039-40 | 2040-41 | 2041-42 | 2042-43 | 2043-44 | 2044-45 | 2045-46 | 2046-47 | 2047-48 | 2048-49 | 2049-50 | 2050-51 | 2051-52 | 2052-53 | 2053-54 | 2054-55 | 2055-56 | 2056-57 | 2057-58 | 2058-59 | 2059-60 | 2060-61 | 2061-62 | 2062-63 | 2063-64 | 2064-65 | 2065-66 | 2066-67 | 2067-68 | 2068-69 | 2069-70 | 2070-71 | 2071-72 | 2072-73 | 2073-74 | 2074-75 | 2075-76 | 2076-77 | 2077-78 | 2078-79 | 2079-80 | 2080-81 | 2081-82 | 2082-83 | 2083-84 | 2084-85 | 2085-86 | 2086-87 | 2087-88 | 2088-89 | 2089-90 | 2090-91 | 2091-92 | 2092-93 | 2093-94 | 2094-95 | 2095-96 | 2096-97 | 2097-98 | 2098-99 | 2099-100
1.11FP | Non potable supplies input reductions as -ve and increases as +ve | RSNPS | Ml/d | 2 | 2021-22: 0; 2022-23: 0; 2023-24: 0; 2024-25: 0; 2025-26: 0; 2026-27: 0; 2027-28: 0; 2028-29: 0; 2029-30: 0; 2030-31: 0; 2031-32: 0; 2032-33: 0; 2033-34: 0; 2034-35: 0; 2035-36: 0; 2036-37: 0; 2037-38: 0; 2038-39: 0; 2039-40: 0; 2040-41: 0; 2041-42: 0; 2042-43: 0; 2043-44: 0; 2044-45: 0; 2045-46: 0; 2046-47: 0; 2047-48: 0; 2048-49: 0; 2049-50: 0
2.1FP | Raw water imports input reductions as -ve | RSRWI | Ml/d | 2 | 2021-22: 0; 2022-23: 0; 2023-24: 0; 2024-25: 0; 2025-26: 0; 2026-27: 0; 2027-28: 0; 2028-29: 0; 2029-30: 0; 2030-31: 0; 2031-32: 0; 2032-33: 0; 2033-34: 0; 2034-35: 0; 2035-36: 0; 2036-37: 0; 2037-38: 0; 2038-39: 0; 2039-40: 0; 2040-41: 0; 2041-42: 0; 2042-43: 0; 2043-44: 0; 2044-45: 0; 2045-46: 0; 2046-47: 0; 2047-48: 0; 2048-49: 0; 2049-50: 0
3.1FP | Potable water imports input reductions as -ve | RSPWI | Ml/d | 2 | 2021-22: 0; 2022-23: 0; 2023-24: 0; 2024-25: 0; 2025-26: 0; 2026-27: 0; 2027-28: 0; 2028-29: 0; 2029-30: 0; 2030-31: 0; 2031-32: 0; 2032-33: 0; 2033-34: 0; 2034-35: 0; 2035-36: 0; 2036-37: 0; 2037-38: 0; 2038-39: 0; 2039-40: 0; 2040-41: 0; 2041-42: 0; 2042-43: 0; 2043-44: 0; 2044-45: 0; 2045-46: 0; 2046-47: 0; 2047-48: 0; 2048-49: 0; 2049-50: 0
4.1FP | Raw water exports input reductions as +ve and increases as -ve | RSRWE | Ml/d | 2 | 2021-22: 0; 2022-23: 0; 2023-24: 0; 2024-25: 0; 2025-26: 0; 2026-27: 0; 2027-28: -3.5; 2028-29: -3.5; 2029-30: -3.5; 2030-31: -3.5; 2031-32: -3.5; 2032-33: 0; 2033-34: 0; 2034-35: 0; 2035-36: 0; 2036-37: 0; 2037-38: 0; 2038-39: 0; 2039-40: 0; 2040-41: 0; 2041-42: 0; 2042-43: 0; 2043-44: 0; 2044-45: 0; 2045-46: 0; 2046-47: 0; 2047-48: 0; 2048-49: 0; 2049-50: 0
5.1FP | Potable water exports input reductions as +ve and increases as -ve | RSPWE | Ml/d | 2 | 2021-22: 0; 2022-23: 0; 2023-24: 0; 2024-25: 0; 2025-26: 0; 2026-27: 0; 2027-28: 0; 2028-29: 0; 2029-30: 0; 2030-31: 0; 2031-32: 0; 2032-33: 0; 2033-34: 0; 2034-35: 0; 2035-36: 0; 2036-37: 0; 2037-38: 0; 2038-39: 0; 2039-40: 0; 2040-41: 0; 2041-42: 0; 2042-43: 0; 2043-44: 0; 2044-45: 0; 2045-46: 0; 2046-47: 0; 2047-48: 0; 2048-49: 0; 2049-50: 0
6.2FP | DO benefit from increase raw water abstractions | RSRWA | Ml/d | 2 | 2021-22: 0; 2022-23: 0; 2023-24: 0; 2024-25: 0; 2025-26: 0; 2026-27: 0; 2027-28: 0; 2028-29: 0; 2029-30: 0; 2030-31: 0; 2031-32: 0; 2032-33: 0; 2033-34: 0; 2034-35: 0; 2035-36: 0; 2036-37: 0; 2037-38: 0; 2038-39: 0; 2039-40: 0; 2040-41: 0; 2041-42: 0; 2042-43: 0; 2043-44: 0; 2044-45: 0; 2045-46: 0; 2046-47: 0; 2047-48: 0; 2048-49: 0; 2049-50: 0
6.3FP | Other options to increase deployable output | RSIPO | Ml/d | 2 | 2021-22: 16.2; 2022-23: 16.2; 2023-24: 16.2; 2024-25: 16.2; 2025-26: 16.2; 2026-27: 16.2; 2027-28: 26.2; 2028-29: 26.2; 2029-30: 26.2; 2030-31: 34.2; 2031-32: 18; 2032-33: 18; 2033-34: 18; 2034-35: 18; 2035-36: 18; 2036-37: 18; 2037-38: 18; 2038-39: 18; 2039-40: 18; 2040-41: 18; 2041-42: 18; 2042-43: 18; 2043-44: 18; 2044-45: 18; 2045-46: 18; 2046-47: 18; 2047-48: 18; 2048-49: 18; 2049-50: 18
7.01FP | DO benefit from supply side drought measures | RSDPS | Ml/d | 2 | 2021-22: 0; 2022-23: 0; 2023-24: 0; 2024-25: 0; 2025-26: 0; 2026-27: 0; 2027-28: 0; 2028-29: 0; 2029-30: 0; 2030-31: 0; 2031-32: 0; 2032-33: 0; 2033-34: 0; 2034-35: 0; 2035-36: 0; 2036-37: 0; 2037-38: 0; 2038-39: 0; 2039-40: 0; 2040-41: 0; 2041-42: 0; 2042-43: 0; 2043-44: 0; 2044-45: 0; 2045-46: 0; 2046-47: 0; 2047-48: 0; 2048-49: 0; 2049-50: 0
7.02FP | Benefit from demand side drought measures | RSDPD | Ml/d | 2 | 2021-22: 16; 2022-23: 16; 2023-24: 16; 2024-25: 16; 2025-26: 16; 2026-27: 16; 2027-28: 16; 2028-29: 16; 2029-30: 16; 2030-31: 16; 2031-32: 16; 2032-33: 16; 2033-34: 16; 2034-35: 16; 2035-36: 16; 2036-37: 16; 2037-38: 16; 2038-39: 16; 2039-40: 16; 2040-41: 16; 2041-42: 16; 2042-43: 16; 2043-44: 16; 2044-45: 16; 2045-46: 16; 2046-47: 16; 2047-48: 16; 2048-49: 16; 2049-50: 16
8.1FP | Reduce raw water losses and operational use input as -ve | RSLOU | Ml/d | 2 | 2021-22: 0; 2022-23: 0; 2023-24: 0; 2024-25: 0; 2025-26: 0; 2026-27: 0; 2027-28: 0; 2028-29: 0; 2029-30: 0; 2030-31: 0; 2031-32: 0; 2032-33: 0; 2033-34: 0; 2034-35: 0; 2035-36: 0; 2036-37: 0; 2037-38: 0; 2038-39: 0; 2039-40: 0; 2040-41: 0; 2041-42: 0; 2042-43: 0; 2043-44: 0; 2044-45: 0; 2045-46: 0; 2046-47: 0; 2047-48: 0; 2048-49: 0; 2049-50: 0
8.2FP | Reduce treatment works losses input as -ve | PSTWL | Ml/d | 2 | 2021-22: 0; 2022-23: 0; 2023-24: 0; 2024-25: 0; 2025-26: 0; 2026-27: 0; 2027-28: 0.33; 2028-29: 0.33; 2029-30: 0.33; 2030-31: 0.33; 2031-32: 0.33; 2032-33: 0.33; 2033-34: 0.33; 2034-35: 0.5; 2035-36: 0.5; 2036-37: 0.5; 2037-38: 0.5; 2038-39: 0.5; 2039-40: 0.5; 2040-41: 0.5; 2041-42: 0.5; 2042-43: 0.5; 2043-44: 0.5; 2044-45: 0.5; 2045-46: 0.5; 2046-47: 0.5; 2047-48: 0.5; 2048-49: 0.5; 2049-50: 0.5
9.1FP | Reduce outages input as -ve | PSROU | Ml/d | 2 | 2021-22: 5.7; 2022-23: 5.7; 2023-24: 5.7; 2024-25: 5.7; 2025-26: 5.7; 2026-27: 5.7; 2027-28: 5.7; 2028-29: 5.7; 2029-30: 1.85; 2030-31: 1.85; 2031-32: 0; 2032-33: 0; 2033-34: 0; 2034-35: 0; 2035-36: 0; 2036-37: 0; 2037-38: 0; 2038-39: 0; 2039-40: 0; 2040-41: 0; 2041-42: 0; 2042-43: 0; 2043-44: 0; 2044-45: 0; 2045-46: 0; 2046-47: 0; 2047-48: 0; 2048-49: 0; 2049-50: 0
12.2FP | Change volume delivered to measured non households input reductions as -ve, line to include both measured non-household consumption and USPL options | CVMNH | Ml/d | 2 | 2021-22: 0; 2022-23: 0; 2023-24: 0; 2024-25: 0; 2025-26: -0.2191; 2026-27: -0.43778; 2027-28: -0.65649; 2028-29: -0.87522; 2029-30: -1.0942; 2030-31: -1.5927; 2031-32: -2.0914; 2032-33: -2.5901; 2033-34: -3.0889; 2034-35: -3.5876; 2035-36: -4.059; 2036-37: -4.5305; 2037-38: -5.0019; 2038-39: -5.0028; 2039-40: -5.0036; 2040-41: -5.0045; 2041-42: -5.0053; 2042-43: -5.0062; 2043-44: -5.0071; 2044-45: -5.008; 2045-46: -5.0088; 2046-47: -5.0097; 2047-48: -5.0106; 2048-49: -5.0115; 2049-50: -5.0124
13.1FP | Change volume delivered to unmeasured non households input reductions as -ve, line to include both unmeasured non-household consumption and USPL options | CVUNH | Ml/d | 2 | 2021-22: 0; 2022-23: 0; 2023-24: 0; 2024-25: 0; 2025-26: -0.090252; 2026-27: -0.26928; 2027-28: -0.44722; 2028-29: -0.62501; 2029-30: -0.75758; 2030-31: -0.7999; 2031-32: -0.79714; 2032-33: -0.79438; 2033-34: -0.79162; 2034-35: -0.78886; 2035-36: -0.7861; 2036-37: -0.78334; 2037-38: -0.78058; 2038-39: -0.77782; 2039-40: -0.77506; 2040-41: -0.7723; 2041-42: -0.76953; 2042-43: -0.76677; 2043-44: -0.76401; 2044-45: -0.76124; 2045-46: -0.75848; 2046-47: -0.75572; 2047-48: -0.75295; 2048-49: -0.75019; 2049-50: -0.74742
14.1FP | Change volume delivered to measured households input reductions as -ve, line to include both measured household consumption and USPL options | CVMHH | Ml/d | 2 | 2021-22: 0; 2022-23: 0; 2023-24: 0; 2024-25: 0; 2025-26: 5.4912; 2026-27: 16.0152; 2027-28: 21.0981; 2028-29: 24.1407; 2029-30: 27.7196; 2030-31: 30.7912; 2031-32: 33.2067; 2032-33: 35.5439; 2033-34: 37.1334; 2034-35: 38.6851; 2035-36: 38.3333; 2036-37: 35.0485; 2037-38: 31.6308; 2038-39: 28.2271; 2039-40: 24.8195; 2040-41: 21.2468; 2041-42: 17.9613; 2042-43: 14.6957; 2043-44: 12.1904; 2044-45: 9.6792; 2045-46: 8.6384; 2046-47: 7.4549; 2047-48: 6.439; 2048-49: 5.3579; 2049-50: 4.3526
15.1FP | Change volume delivered to unmeasured households input reductions as -ve, line to include both unmeasured household consumption and USPL options | CVUHH | Ml/d | 2 | 2021-22: 0; 2022-23: 0; 2023-24: 0; 2024-25: 0; 2025-26: -8.1276; 2026-27: -20.8492; 2027-28: -29.0486; 2028-29: -35.8118; 2029-30: -43.1207; 2030-31: -49.7949; 2031-32: -55.8073; 2032-33: -61.6515; 2033-34: -67.3722; 2034-35: -72.9367; 2035-36: -75.3435; 2036-37: -74.6642; 2037-38: -73.9918; 2038-39: -73.3385; 2039-40: -72.6867; 2040-41: -72.0461; 2041-42: -71.4116; 2042-43: -70.8005; 2043-44: -70.1758; 2044-45: -69.5628; 2045-46: -68.3057; 2046-47: -67.6917; 2047-48: -67.0832; 2048-49: -66.4859; 2049-50: -65.8937
21.1FP | Options to reduce water taken unbilled input as -ve | CSWTU | Ml/d | 2 | 2021-22: 0; 2022-23: 0; 2023-24: 0; 2024-25: 0; 2025-26: 0.00063424; 2026-27: 0.0018253; 2027-28: 0.0029594; 2028-29: 0.0041344; 2029-30: 0.0050748; 2030-31: 0.0054938; 2031-32: 0.0056465; 2032-33: 0.0057992; 2033-34: 0.005952; 2034-35: 0.0061047; 2035-36: 0.0061697; 2036-37: 0.0061471; 2037-38: 0.0061245; 2038-39: 0.0061019; 2039-40: 0.0060792; 2040-41: 0.0060566; 2041-42: 0.006034; 2042-43: 0.0060114; 2043-44: 0.0059887; 2044-45: 0.0059661; 2045-46: 0.0059435; 2046-47: 0.0059209; 2047-48: 0.0058983; 2048-49: 0.0058756; 2049-50: 0.005853
22.1FP | Reduce distribution system operational use (DSOU) input as -ve | DSDOU | Ml/d | 2 | 2021-22: 0; 2022-23: 0; 2023-24: 0; 2024-25: 0; 2025-26: 0; 2026-27: 0; 2027-28: 0; 2028-29: 0; 2029-30: 0; 2030-31: 0; 2031-32: 0; 2032-33: 0; 2033-34: 0; 2034-35: 0; 2035-36: 0; 2036-37: 0; 2037-38: 0; 2038-39: 0; 2039-40: 0; 2040-41: 0; 2041-42: 0; 2042-43: 0; 2043-44: 0; 2044-45: 0; 2045-46: 0; 2046-47: 0; 2047-48: 0; 2048-49: 0; 2049-50: 0
23.1FP | Options impacting on measured Non Household - USPL input reductions as -ve | CUMNH | Ml/d | 2 | 2021-22: 0; 2022-23: 0; 2023-24: 0; 2024-25: 0; 2025-26: -0.0013128; 2026-27: -0.0006799; 2027-28: -0.00017454; 2028-29: 0.00022501; 2029-30: -0.00047079; 2030-31: -0.0032091; 2031-32: -0.0069582; 2032-33: -0.010728; 2033-34: -0.01452; 2034-35: -0.018332; 2035-36: -0.02216; 2036-37: -0.026008; 2037-38: -0.029875; 2038-39: -0.033763; 2039-40: -0.037671; 2040-41: -0.041598; 2041-42: -0.045546; 2042-43: -0.049514; 2043-44: -0.053502; 2044-45: -0.05751; 2045-46: -0.061538; 2046-47: -0.065586; 2047-48: -0.069655; 2048-49: -0.073743; 2049-50: -0.077851
24.1FP | Options impacting on unmeasured Non Household - USPL input reductions as -ve | CUUNH | Ml/d | 2 | 2021-22: 0; 2022-23: 0; 2023-24: 0; 2024-25: 0; 2025-26: -0.0037845; 2026-27: -0.010793; 2027-28: -0.017623; 2028-29: -0.024311; 2029-30: -0.029237; 2030-31: -0.030844; 2031-32: -0.03083; 2032-33: -0.030816; 2033-34: -0.030801; 2034-35: -0.030786; 2035-36: -0.030771; 2036-37: -0.030755; 2037-38: -0.030739; 2038-39: -0.030723; 2039-40: -0.030706; 2040-41: -0.030689; 2041-42: -0.030672; 2042-43: -0.030654; 2043-44: -0.030636; 2044-45: -0.030617; 2045-46: -0.030598; 2046-47: -0.030579; 2047-48: -0.030559; 2048-49: -0.030539; 2049-50: -0.030519
25.1FP | Options impacting on measured Household - USPL input reductions as -ve | CUMHH | Ml/d | 2 | 2021-22: 0; 2022-23: 0; 2023-24: 0; 2024-25: 0; 2025-26: -0.071021; 2026-27: -0.19288; 2027-28: -0.27803; 2028-29: -0.28205; 2029-30: -0.27729; 2030-31: -0.27501; 2031-32: -0.27583; 2032-33: -0.27972; 2033-34: -0.28629; 2034-35: -0.2967; 2035-36: -0.35105; 2036-37: -0.4477; 2037-38: -0.54555; 2038-39: -0.6446; 2039-40: -0.7449; 2040-41: -0.84647; 2041-42: -0.94935; 2042-43: -1.0536; 2043-44: -1.1592; 2044-45: -1.2663; 2045-46: -1.3747; 2046-47: -1.4847; 2047-48: -1.5962; 2048-49: -1.7092; 2049-50: -1.8237
26.1FP | Options impacting on unmeasured Household - USPL input reductions as -ve | CUUHH | Ml/d | 2 | 2021-22: 0; 2022-23: 0; 2023-24: 0; 2024-25: 0; 2025-26: -0.21708; 2026-27: -0.48494; 2027-28: -0.673; 2028-29: -0.9174; 2029-30: -1.1855; 2030-31: -1.4383; 2031-32: -1.674; 2032-33: -1.9038; 2033-34: -2.1278; 2034-35: -2.3458; 2035-36: -2.4494; 2036-37: -2.4428; 2037-38: -2.4362; 2038-39: -2.4295; 2039-40: -2.4228; 2040-41: -2.416; 2041-42: -2.4093; 2042-43: -2.4025; 2043-44: -2.3957; 2044-45: -2.3888; 2045-46: -2.3819; 2046-47: -2.375; 2047-48: -2.368; 2048-49: -2.3611; 2049-50: -2.354
27.1FP | Options impacting on Void properties - USPL input reductions as -ve | CUVPP | Ml/d | 2 | 2021-22: 0; 2022-23: 0; 2023-24: 0; 2024-25: 0; 2025-26: -0.00063424; 2026-27: -0.0018253; 2027-28: -0.0029594; 2028-29: -0.0041344; 2029-30: -0.0050748; 2030-31: -0.0054938; 2031-32: -0.0056465; 2032-33: -0.0057992; 2033-34: -0.005952; 2034-35: -0.0061047; 2035-36: -0.0061697; 2036-37: -0.0061471; 2037-38: -0.0061245; 2038-39: -0.0061019; 2039-40: -0.0060792; 2040-41: -0.0060566; 2041-42: -0.006034; 2042-43: -0.0060114; 2043-44: -0.0059887; 2044-45: -0.0059661; 2045-46: -0.0059435; 2046-47: -0.0059209; 2047-48: -0.0058983; 2048-49: -0.0058756; 2049-50: -0.005853
28.1FP | Reduce distribution losses input as -ve | DSRDL | Ml/d | 2 | 2021-22: 0; 2022-23: 0; 2023-24: 0; 2024-25: 0; 2025-26: -0.20074; 2026-27: -0.29801; 2027-28: -0.51191; 2028-29: -0.75059; 2029-30: -0.97523; 2030-31: -1.2145; 2031-32: -1.4687; 2032-33: -1.7257; 2033-34: -1.9858; 2034-35: -2.2479; 2035-36: -2.5807; 2036-37: -2.9814; 2037-38: -3.3809; 2038-39: -3.7793; 2039-40: -4.1764; 2040-41: -4.5722; 2041-42: -4.9668; 2042-43: -5.36; 2043-44: -5.7518; 2044-45: -6.1422; 2045-46: -6.5312; 2046-47: -6.9187; 2047-48: -7.3047; 2048-49: -7.6892; 2049-50: -8.0722
Table 3c: DYAA - Final plan | Back to top of sheet
WRMP24 reference | Component | Derivation | Unit | Decimal places | 2019-20 | 2020-21 | 2021-22 | 2022-23 | 2023-24 | 2024-25 | 2025-26 | 2026-27 | 2027-28 | 2028-29 | 2029-30 | 2030-31 | 2031-32 | 2032-33 | 2033-34 | 2034-35 | 2035-36 | 2036-37 | 2037-38 | 2038-39 | 2039-40 | 2040-41 | 2041-42 | 2042-43 | 2043-44 | 2044-45 | 2045-46 | 2046-47 | 2047-48 | 2048-49 | 2049-50 | 2050-51 | 2051-52 | 2052-53 | 2053-54 | 2054-55 | 2055-56 | 2056-57 | 2057-58 | 2058-59 | 2059-60 | 2060-61 | 2061-62 | 2062-63 | 2063-64 | 2064-65 | 2065-66 | 2066-67 | 2067-68 | 2068-69 | 2069-70 | 2070-71 | 2071-72 | 2072-73 | 2073-74 | 2074-75 | 2075-76 | 2076-77 | 2077-78 | 2078-79 | 2079-80 | 2080-81 | 2081-82 | 2082-83 | 2083-84 | 2084-85 | 2085-86 | 2086-87 | 2087-88 | 2088-89 | 2089-90 | 2090-91 | 2091-92 | 2092-93 | 2093-94 | 2094-95 | 2095-96 | 2096-97 | 2097-98 | 2098-99 | 2099-100
1FP | Raw water abstracted | Input | Ml/d | 2 | 2021-22: 414.6673; 2022-23: 407.6364; 2023-24: 408.14; 2024-25: 403.6858; 2025-26: 402.0705; 2026-27: 400.2671; 2027-28: 397.5997; 2028-29: 396.1179; 2029-30: 394.3424; 2030-31: 392.3457; 2031-32: 389.8411; 2032-33: 387.7796; 2033-34: 384.9997; 2034-35: 382.1743; 2035-36: 379.8126; 2036-37: 377.2743; 2037-38: 374.819; 2038-39: 372.5271; 2039-40: 370.7551; 2040-41: 368.8914; 2041-42: 367.1257; 2042-43: 365.4336; 2043-44: 364.5104; 2044-45: 363.6652; 2045-46: 364.3372; 2046-47: 365.0334; 2047-48: 365.7168; 2048-49: 366.4643; 2049-50: 367.2165
1.1FP | Non-potable water supplies | 1.1BL + 1.11FP | Ml/d | 2 | 2019-20: #REF!; 2020-21: 0; 2021-22: 0; 2022-23: 0; 2023-24: 0; 2024-25: 0; 2025-26: 0; 2026-27: 0; 2027-28: 0; 2028-29: 0; 2029-30: 0; 2030-31: 0; 2031-32: 0; 2032-33: 0; 2033-34: 0; 2034-35: 0; 2035-36: 0; 2036-37: 0; 2037-38: 0; 2038-39: 0; 2039-40: 0; 2040-41: 0; 2041-42: 0; 2042-43: 0; 2043-44: 0; 2044-45: 0; 2045-46: 0; 2046-47: 0; 2047-48: 0; 2048-49: 0; 2049-50: 0
2FP | Raw water imported | 2BL + 2.1FP | Ml/d | 2 | 2019-20: #REF!; 2020-21: 0; 2021-22: 0; 2022-23: 0; 2023-24: 0; 2024-25: 0; 2025-26: 0; 2026-27: 0; 2027-28: 0; 2028-29: 0; 2029-30: 0; 2030-31: 0; 2031-32: 0; 2032-33: 0; 2033-34: 0; 2034-35: 0; 2035-36: 0; 2036-37: 0; 2037-38: 0; 2038-39: 0; 2039-40: 0; 2040-41: 0; 2041-42: 0; 2042-43: 0; 2043-44: 0; 2044-45: 0; 2045-46: 0; 2046-47: 0; 2047-48: 0; 2048-49: 0; 2049-50: 0
3FP | Potable water imported | 3BL + 3.1FP | Ml/d | 2 | 2019-20: #REF!; 2020-21: 0; 2021-22: 1; 2022-23: 1; 2023-24: 1; 2024-25: 1; 2025-26: 1; 2026-27: 1; 2027-28: 1; 2028-29: 1; 2029-30: 1; 2030-31: 1; 2031-32: 1; 2032-33: 1; 2033-34: 1; 2034-35: 1; 2035-36: 1; 2036-37: 1; 2037-38: 1; 2038-39: 1; 2039-40: 1; 2040-41: 1; 2041-42: 1; 2042-43: 1; 2043-44: 1; 2044-45: 1; 2045-46: 1; 2046-47: 1; 2047-48: 1; 2048-49: 1; 2049-50: 1
4FP | Raw water exported enter as -ve | 4BL + 4.1FP | Ml/d | 2 | 2019-20: #REF!; 2020-21: 0; 2021-22: -20; 2022-23: -20; 2023-24: -20; 2024-25: -20; 2025-26: -20; 2026-27: -20; 2027-28: -23.5; 2028-29: -23.5; 2029-30: -23.5; 2030-31: -23.5; 2031-32: -23.5; 2032-33: -20; 2033-34: -20; 2034-35: -20; 2035-36: 0; 2036-37: 0; 2037-38: 0; 2038-39: 0; 2039-40: 0; 2040-41: 0; 2041-42: 0; 2042-43: 0; 2043-44: 0; 2044-45: 0; 2045-46: 0; 2046-47: 0; 2047-48: 0; 2048-49: 0; 2049-50: 0
5FP | Potable water exported enter as -ve | 5BL + 5.1FP | Ml/d | 2 | 2019-20: #REF!; 2020-21: 0; 2021-22: -8.0014; 2022-23: -8.0014; 2023-24: -8.0014; 2024-25: -8.3394; 2025-26: -8.6755; 2026-27: -8.9959; 2027-28: -10.8264; 2028-29: -11.1577; 2029-30: -11.4876; 2030-31: -11.817; 2031-32: -12.1478; 2032-33: -10.9765; 2033-34: -11.3071; 2034-35: -11.3071; 2035-36: -11.3048; 2036-37: -11.3048; 2037-38: -11.3048; 2038-39: -11.3048; 2039-40: -11.3048; 2040-41: -11.3024; 2041-42: -11.3024; 2042-43: -11.3024; 2043-44: -11.3024; 2044-45: -11.3024; 2045-46: -11.3024; 2046-47: -11.3024; 2047-48: -11.3001; 2048-49: -11.3001; 2049-50: -11.3001
6.1FP | Deployable Output post forecast changes | 6.1BL + 6.2FP + 6.3FP +7.01FP +7.02FP | Ml/d | 2 | 2019-20: #REF!; 2020-21: 0; 2021-22: 445.706; 2022-23: 445.151; 2023-24: 444.5928; 2024-25: 444.0316; 2025-26: 443.4673; 2026-27: 442.9; 2027-28: 452.3298; 2028-29: 451.7568; 2029-30: 451.181; 2030-31: 453.6025; 2031-32: 436.8213; 2032-33: 436.2376; 2033-34: 435.6512; 2034-35: 435.0624; 2035-36: 434.4711; 2036-37: 433.8774; 2037-38: 433.2813; 2038-39: 432.6829; 2039-40: 432.0822; 2040-41: 429.4792; 2041-42: 428.8741; 2042-43: 428.2667; 2043-44: 427.6572; 2044-45: 427.0456; 2045-46: 426.4319; 2046-47: 425.8161; 2047-48: 425.1983; 2048-49: 424.5786; 2049-50: 423.9568
8FP | Raw water losses, treatment works losses and operational use | 8BL + 8.1FP + 8.2FP | Ml/d | 2 | 2019-20: 0.1; 2020-21: 0; 2021-22: 0; 2022-23: 0; 2023-24: 0; 2024-25: 0; 2025-26: 0; 2026-27: 0; 2027-28: 0.33; 2028-29: 0.33; 2029-30: 0.33; 2030-31: 0.33; 2031-32: 0.33; 2032-33: 0.33; 2033-34: 0.33; 2034-35: 0.5; 2035-36: 0.5; 2036-37: 0.5; 2037-38: 0.5; 2038-39: 0.5; 2039-40: 0.5; 2040-41: 0.5; 2041-42: 0.5; 2042-43: 0.5; 2043-44: 0.5; 2044-45: 0.5; 2045-46: 0.5; 2046-47: 0.5; 2047-48: 0.5; 2048-49: 0.5; 2049-50: 0.5
9FP | Total Outage Allowance | 9BL + 9.1FP | Ml/d | 2 | 2019-20: #REF!; 2020-21: 0; 2021-22: 5.7; 2022-23: 5.7; 2023-24: 5.7; 2024-25: 5.7; 2025-26: 5.7; 2026-27: 5.7; 2027-28: 5.7; 2028-29: 5.7; 2029-30: 1.85; 2030-31: 1.85; 2031-32: 0; 2032-33: 0; 2033-34: 0; 2034-35: 0; 2035-36: 0; 2036-37: 0; 2037-38: 0; 2038-39: 0; 2039-40: 0; 2040-41: 0; 2041-42: 0; 2042-43: 0; 2043-44: 0; 2044-45: 0; 2045-46: 0; 2046-47: 0; 2047-48: 0; 2048-49: 0; 2049-50: 0
10FP | Water Available For Use (own sources) | (6.1FP) - (8FP + 9FP) | Ml/d | 2 | 2019-20: #REF!; 2020-21: 0; 2021-22: 440.006; 2022-23: 439.451; 2023-24: 438.8928; 2024-25: 438.3316; 2025-26: 437.7673; 2026-27: 437.2; 2027-28: 446.2998; 2028-29: 445.7268; 2029-30: 449.001; 2030-31: 451.4225; 2031-32: 436.4913; 2032-33: 435.9076; 2033-34: 435.3212; 2034-35: 434.5624; 2035-36: 433.9711; 2036-37: 433.3774; 2037-38: 432.7813; 2038-39: 432.1829; 2039-40: 431.5822; 2040-41: 428.9792; 2041-42: 428.3741; 2042-43: 427.7667; 2043-44: 427.1572; 2044-45: 426.5456; 2045-46: 425.9319; 2046-47: 425.3161; 2047-48: 424.6983; 2048-49: 424.0786; 2049-50: 423.4568
11FP | Total Water Available For Use | 10FP + sum (2FP:5FP) | Ml/d | 2 | 2019-20: #REF!; 2020-21: 0; 2021-22: 413.0046; 2022-23: 412.4497; 2023-24: 411.8915; 2024-25: 410.9922; 2025-26: 410.0917; 2026-27: 409.2041; 2027-28: 412.9734; 2028-29: 412.0691; 2029-30: 415.0134; 2030-31: 417.1055; 2031-32: 401.8435; 2032-33: 405.9311; 2033-34: 405.0142; 2034-35: 404.2553; 2035-36: 423.6664; 2036-37: 423.0727; 2037-38: 422.4766; 2038-39: 421.8782; 2039-40: 421.2774; 2040-41: 418.6768; 2041-42: 418.0716; 2042-43: 417.4643; 2043-44: 416.8548; 2044-45: 416.2431; 2045-46: 415.6294; 2046-47: 415.0137; 2047-48: 414.3982; 2048-49: 413.7785; 2049-50: 413.1567
12FP | Water delivered measured non-household | 12BL + 12.2FP | Ml/d | 2 | 2019-20: 0; 2020-21: 0; 2021-22: 49.7385; 2022-23: 50.7564; 2023-24: 53.2619; 2024-25: 55.7247; 2025-26: 59.874; 2026-27: 60.4731; 2027-28: 59.4484; 2028-29: 60.6298; 2029-30: 61.2851; 2030-31: 61.2493; 2031-32: 60.7494; 2032-33: 60.5935; 2033-34: 60.2756; 2034-35: 59.6396; 2035-36: 58.8947; 2036-37: 57.8118; 2037-38: 56.773; 2038-39: 56.2491; 2039-40: 56.2397; 2040-41: 56.2303; 2041-42: 56.2192; 2042-43: 56.2073; 2043-44: 56.1957; 2044-45: 56.1868; 2045-46: 56.1795; 2046-47: 56.1728; 2047-48: 56.1667; 2048-49: 56.1616; 2049-50: 56.1567
12.1FP | Non-potable water consumption | Input | Ml/d | 2 | 2021-22: 0; 2022-23: 0; 2023-24: 0; 2024-25: 0; 2025-26: 0; 2026-27: 0; 2027-28: 0; 2028-29: 0; 2029-30: 0; 2030-31: 0; 2031-32: 0; 2032-33: 0; 2033-34: 0; 2034-35: 0; 2035-36: 0; 2036-37: 0; 2037-38: 0; 2038-39: 0; 2039-40: 0; 2040-41: 0; 2041-42: 0; 2042-43: 0; 2043-44: 0; 2044-45: 0; 2045-46: 0; 2046-47: 0; 2047-48: 0; 2048-49: 0; 2049-50: 0
13FP | Water delivered unmeasured non-household | 13BL + 13.1FP | Ml/d | 2 | 2019-20: 0; 2020-21: 0; 2021-22: 0.96834; 2022-23: 0.96149; 2023-24: 0.94934; 2024-25: 0.93722; 2025-26: 0.99081; 2026-27: 0.80418; 2027-28: 0.61863; 2028-29: 0.43323; 2029-30: 0.29543; 2030-31: 0.24788; 2031-32: 0.24731; 2032-33: 0.24674; 2033-34: 0.24617; 2034-35: 0.2456; 2035-36: 0.24503; 2036-37: 0.24447; 2037-38: 0.2439; 2038-39: 0.24333; 2039-40: 0.24277; 2040-41: 0.2422; 2041-42: 0.24163; 2042-43: 0.24107; 2043-44: 0.2405; 2044-45: 0.23994; 2045-46: 0.23937; 2046-47: 0.23881; 2047-48: 0.23824; 2048-49: 0.23768; 2049-50: 0.23712
14FP | Water delivered measured household | 14BL + 14.1FP | Ml/d | 2 | 2019-20: 0; 2020-21: 0; 2021-22: 156.5475; 2022-23: 157.2754; 2023-24: 161.034; 2024-25: 165.0516; 2025-26: 181.4083; 2026-27: 205.7016; 2027-28: 219.4252; 2028-29: 226.6693; 2029-30: 233.8082; 2030-31: 239.3997; 2031-32: 244.1421; 2032-33: 248.3132; 2033-34: 251.8156; 2034-35: 255.2143; 2035-36: 256.6777; 2036-37: 255.0124; 2037-38: 253.369; 2038-39: 251.8593; 2039-40: 250.4052; 2040-41: 245.9095; 2041-42: 244.5686; 2042-43: 243.3378; 2043-44: 242.9517; 2044-45: 242.6489; 2045-46: 243.8407; 2046-47: 240.864; 2047-48: 242.1753; 2048-49: 241.3931; 2049-50: 242.772
15FP | Water delivered unmeasured household | 15BL + 15.1FP | Ml/d | 2 | 2019-20: 0; 2020-21: 0; 2021-22: 148.7857; 2022-23: 142.8097; 2023-24: 136.8679; 2024-25: 129.4085; 2025-26: 109.1655; 2026-27: 82.2305; 2027-28: 66.8756; 2028-29: 57.6739; 2029-30: 47.9287; 2030-31: 39.2723; 2031-32: 31.7136; 2032-33: 24.3412; 2033-34: 17.0966; 2034-35: 10.0331; 2035-36: 6.4762; 2036-37: 6.3592; 2037-38: 6.2434; 2038-39: 6.1301; 2039-40: 6.0175; 2040-41: 5.9077; 2041-42: 5.7991; 2042-43: 5.6933; 2043-44: 5.6075; 2044-45: 5.523; 2045-46: 5.4261; 2046-47: 5.3801; 2047-48: 5.3342; 2048-49: 5.2888; 2049-50: 5.2435
16FP | Percentage of consumption driven by climate change | 16BL | % | 1 | 2019-20: 0%; 2020-21: 0%; 2021-22: 0%; 2022-23: 0.1819%; 2023-24: 0.3006%; 2024-25: 0.4203%; 2025-26: 0.4987%; 2026-27: 0.5062%; 2027-28: 0.5261%; 2028-29: 0.5371%; 2029-30: 0.549%; 2030-31: 0.5693%; 2031-32: 0.5827%; 2032-33: 0.6031%; 2033-34: 0.6162%; 2034-35: 0.6296%; 2035-36: 0.6504%; 2036-37: 0.6645%; 2037-38: 0.6856%; 2038-39: 0.6991%; 2039-40: 0.7114%; 2040-41: 1.444%; 2041-42: 0.7446%; 2042-43: 0.759%; 2043-44: 0.7732%; 2044-45: 0.7872%; 2045-46: 0.981%; 2046-47: 1.934%; 2047-48: 0.8296%; 2048-49: 1.412%; 2049-50: 0.8564%
17FP | Volume of consumption driven by climate change | 16FP * (12FP + sum(13FP:15FP) - sum (23FP:26FP)) | Ml/d | 2 | 2019-20: 0; 2020-21: 0; 2021-22: 0; 2022-23: 0.6185; 2023-24: 1.0241; 2024-25: 1.4298; 2025-26: 1.7003; 2026-27: 1.7175; 2027-28: 1.7717; 2028-29: 1.8046; 2029-30: 1.8344; 2030-31: 1.8855; 2031-32: 1.912; 2032-33: 1.9598; 2033-34: 1.9786; 2034-35: 1.9958; 2035-36: 2.0442; 2036-37: 2.0697; 2037-38: 2.1164; 2038-39: 2.1435; 2039-40: 2.1706; 2040-41: 4.3383; 2041-42: 2.2271; 2042-43: 2.2604; 2043-44: 2.2994; 2044-45: 2.3382; 2045-46: 2.9248; 2046-47: 5.71; 2047-48: 2.4595; 2048-49: 4.1757; 2049-50: 2.5442
18FP | Measured Household - PCC | ((14FP - 25FP) * 1,000,000) / (39FP * 1000) | l/h/d | 1 | 2019-20: #DIV/0!; 2020-21: #DIV/0!; 2021-22: 161.5367; 2022-23: 157.608; 2023-24: 154.6941; 2024-25: 150.8583; 2025-26: 147.4033; 2026-27: 145.5889; 2027-28: 143.4425; 2028-29: 141.2743; 2029-30: 139.2712; 2030-31: 137.5205; 2031-32: 135.7595; 2032-33: 134.1371; 2033-34: 132.1741; 2034-35: 130.351; 2035-36: 128.9814; 2036-37: 127.5455; 2037-38: 126.0772; 2038-39: 124.6435; 2039-40: 123.2091; 2040-41: 120.2629; 2041-42: 118.9139; 2042-43: 117.6075; 2043-44: 116.681; 2044-45: 115.7612; 2045-46: 115.563; 2046-47: 113.3316; 2047-48: 113.1533; 2048-49: 111.948; 2049-50: 111.7693
19FP | Unmeasured Household - PCC | ((15FP - 26FP) * 1,000,000) / (40FP * 1000) | l/h/d | 1 | 2019-20: #DIV/0!; 2020-21: #DIV/0!; 2021-22: 171.5548; 2022-23: 168.4694; 2023-24: 166.5059; 2024-25: 163.8935; 2025-26: 161.041; 2026-27: 159.0057; 2027-28: 157.2581; 2028-29: 155.4656; 2029-30: 153.6589; 2030-31: 151.9985; 2031-32: 150.4353; 2032-33: 148.8886; 2033-34: 146.9651; 2034-35: 145.0724; 2035-36: 143.6449; 2036-37: 142.2864; 2037-38: 140.9209; 2038-39: 139.5757; 2039-40: 138.2094; 2040-41: 136.8752; 2041-42: 135.5313; 2042-43: 134.219; 2043-44: 133.3662; 2044-45: 132.5162; 2045-46: 131.3262; 2046-47: 131.3914; 2047-48: 131.4449; 2048-49: 131.5011; 2049-50: 131.5445
20FP | Average Household - PCC | (((14FP - 25FP) + (15FP - 26FP)) * 1,000,000)/ ((39FP + 40FP) * 1,000) | l/h/d | 1 | 2019-20: #DIV/0!; 2020-21: #DIV/0!; 2021-22: 166.2496; 2022-23: 162.5786; 2023-24: 159.8885; 2024-25: 156.3068; 2025-26: 152.2314; 2026-27: 149.168; 2027-28: 146.4318; 2028-29: 143.9237; 2029-30: 141.5111; 2030-31: 139.3789; 2031-32: 137.2884; 2032-33: 135.3253; 2033-34: 133.0188; 2034-35: 130.8497; 2035-36: 129.304; 2036-37: 127.8655; 2037-38: 126.3952; 2038-39: 124.9589; 2039-40: 123.5215; 2040-41: 120.6041; 2041-42: 119.2504; 2042-43: 117.939; 2043-44: 117.0091; 2044-45: 116.0857; 2045-46: 115.8637; 2046-47: 113.6708; 2047-48: 113.4915; 2048-49: 112.3039; 2049-50: 112.1236
21FP | Water taken unbilled | 21BL + 21.1FP | Ml/d | 2 | 2019-20: 0; 2020-21: 0; 2021-22: 7.4301; 2022-23: 7.4307; 2023-24: 7.4233; 2024-25: 7.4152; 2025-26: 7.4431; 2026-27: 7.4356; 2027-28: 7.4281; 2028-29: 7.421; 2029-30: 7.4155; 2030-31: 7.4104; 2031-32: 7.4056; 2032-33: 7.4012; 2033-34: 7.3976; 2034-35: 7.3934; 2035-36: 7.389; 2036-37: 7.3845; 2037-38: 7.3798; 2038-39: 7.3751; 2039-40: 7.3702; 2040-41: 7.3653; 2041-42: 7.3603; 2042-43: 7.3552; 2043-44: 7.3499; 2044-45: 7.3446; 2045-46: 7.3393; 2046-47: 7.3338; 2047-48: 7.3282; 2048-49: 7.3226; 2049-50: 7.3168
22FP | Distribution system operational use | 22BL + 22.1FP | Ml/d | 2 | 2019-20: 0; 2020-21: 0; 2021-22: 2.3678; 2022-23: 2.3678; 2023-24: 2.3678; 2024-25: 2.3678; 2025-26: 2.3678; 2026-27: 2.3678; 2027-28: 2.3678; 2028-29: 2.3678; 2029-30: 2.3678; 2030-31: 2.3678; 2031-32: 2.3678; 2032-33: 2.3678; 2033-34: 2.3678; 2034-35: 2.3678; 2035-36: 2.3678; 2036-37: 2.3678; 2037-38: 2.3678; 2038-39: 2.3678; 2039-40: 2.3678; 2040-41: 2.3678; 2041-42: 2.3678; 2042-43: 2.3678; 2043-44: 2.3678; 2044-45: 2.3678; 2045-46: 2.3678; 2046-47: 2.3678; 2047-48: 2.3678; 2048-49: 2.3678; 2049-50: 2.3678
23FP | Measured Non Household - USPL | 23BL + 23.1FP | Ml/d | 2 | 2019-20: 0; 2020-21: 0; 2021-22: 0.27327; 2022-23: 0.34102; 2023-24: 0.32879; 2024-25: 0.31647; 2025-26: 0.33026; 2026-27: 0.332; 2027-28: 0.33361; 2028-29: 0.33512; 2029-30: 0.33554; 2030-31: 0.3339; 2031-32: 0.33126; 2032-33: 0.3286; 2033-34: 0.32592; 2034-35: 0.32321; 2035-36: 0.32044; 2036-37: 0.31765; 2037-38: 0.31483; 2038-39: 0.312; 2039-40: 0.30914; 2040-41: 0.30627; 2041-42: 0.30337; 2042-43: 0.30046; 2043-44: 0.29753; 2044-45: 0.29457; 2045-46: 0.2916; 2046-47: 0.2886; 2047-48: 0.28559; 2048-49: 0.28255; 2049-50: 0.2795
24FP | Unmeasured Non Household - USPL | 24BL + 24.1FP | Ml/d | 2 | 2019-20: 0; 2020-21: 0; 2021-22: 0.04114; 2022-23: 0.039375; 2023-24: 0.037417; 2024-25: 0.035493; 2025-26: 0.037156; 2026-27: 0.029859; 2027-28: 0.022741; 2028-29: 0.015765; 2029-30: 0.010641; 2030-31: 0.0088359; 2031-32: 0.0087237; 2032-33: 0.0086118; 2033-34: 0.0085003; 2034-35: 0.0083892; 2035-36: 0.0082784; 2036-37: 0.008168; 2037-38: 0.008058; 2038-39: 0.0079483; 2039-40: 0.007839; 2040-41: 0.00773; 2041-42: 0.0076214; 2042-43: 0.0075132; 2043-44: 0.0074054; 2044-45: 0.0072979; 2045-46: 0.0071908; 2046-47: 0.007084; 2047-48: 0.0069776; 2048-49: 0.0068716; 2049-50: 0.006766
25FP | Measured Household - USPL | 25BL + 25.1FP | Ml/d | 2 | 2019-20: 0; 2020-21: 0; 2021-22: 5.5535; 2022-23: 5.5097; 2023-24: 5.5288; 2024-25: 5.5836; 2025-26: 6.0118; 2026-27: 6.4881; 2027-28: 6.7447; 2028-29: 6.895; 2029-30: 7.0322; 2030-31: 7.1411; 2031-32: 7.225; 2032-33: 7.3003; 2033-34: 7.365; 2034-35: 7.432; 2035-36: 7.4439; 2036-37: 7.4034; 2037-38: 7.363; 2038-39: 7.3225; 2039-40: 7.2818; 2040-41: 7.2409; 2041-42: 7.1998; 2042-43: 7.1586; 2043-44: 7.117; 2044-45: 7.0752; 2045-46: 7.0329; 2046-47: 6.9903; 2047-48: 6.9473; 2048-49: 6.9037; 2049-50: 6.8597
26FP | Unmeasured Household - USPL | 26BL + 26.1BL | Ml/d | 2 | 2019-20: 0; 2020-21: 0; 2021-22: 6.331; 2022-23: 5.9277; 2023-24: 5.4834; 2024-25: 4.9897; 2025-26: 4.1467; 2026-27: 3.0751; 2027-28: 2.4977; 2028-29: 2.1575; 2029-30: 1.7936; 2030-31: 1.4686; 2031-32: 1.1838; 2032-33: 0.90502; 2033-34: 0.63207; 2034-35: 0.36499; 2035-36: 0.23207; 2036-37: 0.22809; 2037-38: 0.22414; 2038-39: 0.22022; 2039-40: 0.21633; 2040-41: 0.21248; 2041-42: 0.20865; 2042-43: 0.20485; 2043-44: 0.20109; 2044-45: 0.19735; 2045-46: 0.19365; 2046-47: 0.18998; 2047-48: 0.18633; 2048-49: 0.18272; 2049-50: 0.17914
27FP | Void Properties - USPL | 27BL + 27.1FP | Ml/d | 2 | 2019-20: 0; 2020-21: 0; 2021-22: 0.71016; 2022-23: 0.70958; 2023-24: 0.71695; 2024-25: 0.7251; 2025-26: 0.69711; 2026-27: 0.7046; 2027-28: 0.71218; 2028-29: 0.71926; 2029-30: 0.72478; 2030-31: 0.7299; 2031-32: 0.73469; 2032-33: 0.73903; 2033-34: 0.7427; 2034-35: 0.74689; 2035-36: 0.75123; 2036-37: 0.75579; 2037-38: 0.76044; 2038-39: 0.76519; 2039-40: 0.77003; 2040-41: 0.77496; 2041-42: 0.77998; 2042-43: 0.7851; 2043-44: 0.79031; 2044-45: 0.79561; 2045-46: 0.80099; 2046-47: 0.80647; 2047-48: 0.81204; 2048-49: 0.81769; 2049-50: 0.82343
28FP | Distribution losses | 28BL + 28.1FP | Ml/d | 2 | 2019-20: 0; 2020-21: 0; 2021-22: 40.4358; 2022-23: 40.3297; 2023-24: 38.6946; 2024-25: 37.0726; 2025-26: 37.0054; 2026-27: 37.1042; 2027-28: 36.9283; 2028-29: 36.622; 2029-30: 36.3533; 2030-31: 36.0733; 2031-32: 35.7775; 2032-33: 35.4849; 2033-34: 35.1977; 2034-35: 34.9018; 2035-36: 34.5268; 2036-37: 34.075; 2037-38: 33.6231; 2038-39: 33.1712; 2039-40: 32.7193; 2040-41: 32.2676; 2041-42: 31.8159; 2042-43: 31.3643; 2043-44: 30.9129; 2044-45: 30.4617; 2045-46: 30.0107; 2046-47: 29.5601; 2047-48: 29.1097; 2048-49: 28.6598; 2049-50: 28.2103
29FP | Total Leakage | sum (23FP:28FP) | Ml/d | 2 | 2019-20: 0; 2020-21: 0; 2021-22: 53.3449; 2022-23: 52.8571; 2023-24: 50.79; 2024-25: 48.723; 2025-26: 48.2284; 2026-27: 47.7338; 2027-28: 47.2393; 2028-29: 46.7447; 2029-30: 46.2501; 2030-31: 45.7556; 2031-32: 45.261; 2032-33: 44.7664; 2033-34: 44.2719; 2034-35: 43.7773; 2035-36: 43.2827; 2036-37: 42.7882; 2037-38: 42.2936; 2038-39: 41.799; 2039-40: 41.3045; 2040-41: 40.8099; 2041-42: 40.3153; 2042-43: 39.8208; 2043-44: 39.3262; 2044-45: 38.8316; 2045-46: 38.3371; 2046-47: 37.8425; 2047-48: 37.3479; 2048-49: 36.8534; 2049-50: 36.3588
30FP | Leakage/property | (29FP * 1,000,000) / (36FP * 1,000) | l/prop/d | 2 | 2019-20: #DIV/0!; 2020-21: #DIV/0!; 2021-22: 77.5145; 2022-23: 76.1842; 2023-24: 72.2575; 2024-25: 68.3335; 2025-26: 66.6045; 2026-27: 64.9179; 2027-28: 63.3089; 2028-29: 61.8138; 2029-30: 60.536; 2030-31: 59.375; 2031-32: 58.2922; 2032-33: 57.2669; 2033-34: 56.3142; 2034-35: 55.328; 2035-36: 54.3482; 2036-37: 53.3714; 2037-38: 52.3994; 2038-39: 51.4333; 2039-40: 50.4733; 2040-41: 49.52; 2041-42: 48.573; 2042-43: 47.6327; 2043-44: 46.6995; 2044-45: 45.7735; 2045-46: 44.8553; 2046-47: 43.945; 2047-48: 43.0428; 2048-49: 42.1489; 2049-50: 41.2635
31FP | Measured Non Household - properties | Input | 000's | 2 | 2021-22: 24.036; 2022-23: 24.3502; 2023-24: 24.4325; 2024-25: 24.5147; 2025-26: 25.8451; 2026-27: 26.2506; 2027-28: 26.6543; 2028-29: 27.058; 2029-30: 27.381; 2030-31: 27.5425; 2031-32: 27.6233; 2032-33: 27.704; 2033-34: 27.7848; 2034-35: 27.8655; 2035-36: 27.942; 2036-37: 28.0185; 2037-38: 28.0951; 2038-39: 28.1715; 2039-40: 28.248; 2040-41: 28.3245; 2041-42: 28.401; 2042-43: 28.4776; 2043-44: 28.5541; 2044-45: 28.6305; 2045-46: 28.707; 2046-47: 28.7835; 2047-48: 28.86; 2048-49: 28.9366; 2049-50: 29.013
32FP | Unmeasured Non Household - properties | Input | 000's | 2 | 2021-22: 1.52; 2022-23: 1.5117; 2023-24: 1.495; 2024-25: 1.4782; 2025-26: 1.5634; 2026-27: 1.2694; 2027-28: 0.97688; 2028-29: 0.68437; 2029-30: 0.46687; 2030-31: 0.39187; 2031-32: 0.39113; 2032-33: 0.39038; 2033-34: 0.38962; 2034-35: 0.38888; 2035-36: 0.38812; 2036-37: 0.38738; 2037-38: 0.38662; 2038-39: 0.38588; 2039-40: 0.38512; 2040-41: 0.38438; 2041-42: 0.38362; 2042-43: 0.38288; 2043-44: 0.38212; 2044-45: 0.38138; 2045-46: 0.38062; 2046-47: 0.37988; 2047-48: 0.37912; 2048-49: 0.37838; 2049-50: 0.37762
33FP | All void non-households - properties | Input | 000's | 2 | 2021-22: 6.635; 2022-23: 6.4036; 2023-24: 6.4131; 2024-25: 6.4226; 2025-26: 5.082; 2026-27: 5.0556; 2027-28: 5.0293; 2028-29: 5.0031; 2029-30: 4.9876; 2030-31: 4.9911; 2031-32: 5.0051; 2032-33: 5.0191; 2033-34: 5.0331; 2034-35: 5.0471; 2035-36: 5.0603; 2036-37: 5.0736; 2037-38: 5.0868; 2038-39: 5.1001; 2039-40: 5.1133; 2040-41: 5.1266; 2041-42: 5.1398; 2042-43: 5.1531; 2043-44: 5.1663; 2044-45: 5.1796; 2045-46: 5.1928; 2046-47: 5.2061; 2047-48: 5.2193; 2048-49: 5.2326; 2049-50: 5.2458
34FP | Measured households - properties (excl. void) | Year before + sum (34.1BL:34.6BL) | 000's | 2 | 2021-22: 402.489; 2022-23: 414.1541; 2023-24: 431.401; 2024-25: 452.4189; 2025-26: 496.4607; 2026-27: 551.0153; 2027-28: 584.9309; 2028-29: 608.2385; 2029-30: 630.6877; 2030-31: 650.5873; 2031-32: 668.2141; 2032-33: 685.2922; 2033-34: 701.571; 2034-35: 718.4647; 2035-36: 729.4303; 2036-37: 734.5593; 2037-38: 739.8078; 2038-39: 745.1649; 2039-40: 750.6313; 2040-41: 756.2038; 2041-42: 761.8906; 2042-43: 767.6895; 2043-44: 773.5999; 2044-45: 779.6225; 2045-46: 785.7506; 2046-47: 791.986; 2047-48: 798.3279; 2048-49: 804.7749; 2049-50: 811.3251
34.1FP | New build properties - properties | Input (new builds in each year) | 000's | 2 | 2021-22: 4.592; 2022-23: 5.7447; 2023-24: 9.227; 2024-25: 10.2442; 2025-26: 11.1891; 2026-27: 11.2846; 2027-28: 10.965; 2028-29: 10.1319; 2029-30: 7.8722; 2030-31: 6.6895; 2031-32: 5.907; 2032-33: 5.3415; 2033-34: 4.5177; 2034-35: 5.1514; 2035-36: 5.2342; 2036-37: 5.3811; 2037-38: 5.5044; 2038-39: 5.6162; 2039-40: 5.729; 2040-41: 5.8383; 2041-42: 5.9561; 2042-43: 6.0716; 2043-44: 6.1865; 2044-45: 6.3022; 2045-46: 6.4109; 2046-47: 6.5215; 2047-48: 6.6312; 2048-49: 6.7396; 2049-50: 6.846
34.2FP | Meter optants - properties | Input (meter optants in each year) | 000's | 2 | 2021-22: 0; 2022-23: 5.9683; 2023-24: 8.3375; 2024-25: 11.0504; 2025-26: 11.3166; 2026-27: 4.75; 2027-28: 0.2; 2028-29: 0.2; 2029-30: 0.2; 2030-31: 0.14; 2031-32: 0.08; 2032-33: 0.08; 2033-34: 0.08; 2034-35: 0.08; 2035-36: 0.04; 2036-37: 0; 2037-38: 0; 2038-39: 0; 2039-40: 0; 2040-41: 0; 2041-42: 0; 2042-43: 0; 2043-44: 0; 2044-45: 0; 2045-46: 0; 2046-47: 0; 2047-48: 0; 2048-49: 0; 2049-50: 0
34.3FP | Compulsory metering - properties | Input (compulsory meters in each year) | 000's | 2 | 2021-22: 0; 2022-23: 0; 2023-24: 0; 2024-25: 0; 2025-26: 0; 2026-27: 40.2518; 2027-28: 23.85; 2028-29: 13.75; 2029-30: 15.125; 2030-31: 13.75; 2031-32: 12.25; 2032-33: 12.25; 2033-34: 12.25; 2034-35: 12.25; 2035-36: 6.1275; 2036-37: 0.005; 2037-38: 0.005; 2038-39: 0.005; 2039-40: 0.005; 2040-41: 0.005; 2041-42: 0.005; 2042-43: 0.005; 2043-44: 0.005; 2044-45: 0.005; 2045-46: 0.005; 2046-47: 0.005; 2047-48: 0.005; 2048-49: 0.005; 2049-50: 0.005
34.4FP | Metering on change of occupancy - properties | Input (change of occupancy meters in each year) | 000's | 2 | 2021-22: 0; 2022-23: 0; 2023-24: 0; 2024-25: 0; 2025-26: 0; 2026-27: 0; 2027-28: 0; 2028-29: 0; 2029-30: 0; 2030-31: 0; 2031-32: 0; 2032-33: 0; 2033-34: 0; 2034-35: 0; 2035-36: 0; 2036-37: 0; 2037-38: 0; 2038-39: 0; 2039-40: 0; 2040-41: 0; 2041-42: 0; 2042-43: 0; 2043-44: 0; 2044-45: 0; 2045-46: 0; 2046-47: 0; 2047-48: 0; 2048-49: 0; 2049-50: 0
34.5FP | Selective metering - properties | Input (selective meters in each year) | 000's | 2 | 2021-22: 0.004; 2022-23: 0.13956; 2023-24: 0.256; 2024-25: 0.41249; 2025-26: 22.9459; 2026-27: 40.2518; 2027-28: 23.85; 2028-29: 13.75; 2029-30: 15.125; 2030-31: 13.75; 2031-32: 12.25; 2032-33: 12.25; 2033-34: 12.25; 2034-35: 12.25; 2035-36: 6.1275; 2036-37: 0.005; 2037-38: 0.005; 2038-39: 0.005; 2039-40: 0.005; 2040-41: 0.005; 2041-42: 0.005; 2042-43: 0.005; 2043-44: 0.005; 2044-45: 0.005; 2045-46: 0.005; 2046-47: 0.005; 2047-48: 0.005; 2048-49: 0.005; 2049-50: 0.005
34.6FP | Other changes to existing metering - properties | Input (other changes to meters in each year) | 000's | 2 | 2021-22: 0; 2022-23: -0.18746; 2023-24: -0.57356; 2024-25: -0.68913; 2025-26: -1.4097; 2026-27: -41.9837; 2027-28: -24.9494; 2028-29: -14.5243; 2029-30: -15.873; 2030-31: -14.4299; 2031-32: -12.8602; 2032-33: -12.8434; 2033-34: -12.8189; 2034-35: -12.8377; 2035-36: -6.5636; 2036-37: -0.26219; 2037-38: -0.26585; 2038-39: -0.26918; 2039-40: -0.27253; 2040-41: -0.27578; 2041-42: -0.27928; 2042-43: -0.28272; 2043-44: -0.28613; 2044-45: -0.28957; 2045-46: -0.29281; 2046-47: -0.2961; 2047-48: -0.29936; 2048-49: -0.30258; 2049-50: -0.30574
34.7FP | Measured household void properties | Input | 000's | 2 | 2021-22: 12.55; 2022-23: 12.6925; 2023-24: 13.221; 2024-25: 13.8652; 2025-26: 15.2149; 2026-27: 16.8868; 2027-28: 17.9262; 2028-29: 18.6405; 2029-30: 19.3285; 2030-31: 19.9384; 2031-32: 20.4786; 2032-33: 21.002; 2033-34: 21.5008; 2034-35: 22.0186; 2035-36: 22.3546; 2036-37: 22.5118; 2037-38: 22.6727; 2038-39: 22.8369; 2039-40: 23.0044; 2040-41: 23.1752; 2041-42: 23.3494; 2042-43: 23.5272; 2043-44: 23.7083; 2044-45: 23.8929; 2045-46: 24.0807; 2046-47: 24.2718; 2047-48: 24.4661; 2048-49: 24.6637; 2049-50: 24.8644
35FP | Unmeasured households - properties (excl. void) | Input | 000's | 2 | 2021-22: 233.909; 2022-23: 227.5735; 2023-24: 219.0856; 2024-25: 207.8154; 2025-26: 174.4761; 2026-27: 130.7281; 2027-28: 107.2963; 2028-29: 93.6629; 2029-30: 78.6961; 2030-31: 65.1306; 2031-32: 53.0777; 2032-33: 41.0249; 2033-34: 28.972; 2034-35: 16.9191; 2035-36: 10.8806; 2036-37: 10.8175; 2037-38: 10.7545; 2038-39: 10.6915; 2039-40: 10.6284; 2040-41: 10.5654; 2041-42: 10.5024; 2042-43: 10.4394; 2043-44: 10.3763; 2044-45: 10.3133; 2045-46: 10.2503; 2046-47: 10.1872; 2047-48: 10.1242; 2048-49: 10.0612; 2049-50: 9.9982
35.1FP | Unmeasured household void properties | Input | 000's | 2 | 2021-22: 7.053; 2022-23: 7.1206; 2023-24: 6.855; 2024-25: 6.5024; 2025-26: 5.4592; 2026-27: 4.0904; 2027-28: 3.3572; 2028-29: 2.9306; 2029-30: 2.4624; 2030-31: 2.0379; 2031-32: 1.6608; 2032-33: 1.2836; 2033-34: 0.90651; 2034-35: 0.52939; 2035-36: 0.34045; 2036-37: 0.33847; 2037-38: 0.3365; 2038-39: 0.33453; 2039-40: 0.33256; 2040-41: 0.33058; 2041-42: 0.32861; 2042-43: 0.32664; 2043-44: 0.32467; 2044-45: 0.3227; 2045-46: 0.32072; 2046-47: 0.31875; 2047-48: 0.31678; 2048-49: 0.31481; 2049-50: 0.31284
36FP | Total Resource Zone Properties (incl. voids) | sum (31FP:34FP) + 34.7FP + 35BL + 35.1BL | 000's | 2 | 2019-20: 0; 2020-21: 0; 2021-22: 688.192; 2022-23: 693.8062; 2023-24: 702.9031; 2024-25: 713.0173; 2025-26: 724.1014; 2026-27: 735.2961; 2027-28: 746.1711; 2028-29: 756.218; 2029-30: 764.0102; 2030-31: 770.6197; 2031-32: 776.4506; 2032-33: 781.7161; 2033-34: 786.1578; 2034-35: 791.2332; 2035-36: 796.3965; 2036-37: 801.7066; 2037-38: 807.14; 2038-39: 812.6852; 2039-40: 818.3432; 2040-41: 824.1105; 2041-42: 829.9956; 2042-43: 835.9962; 2043-44: 842.1117; 2044-45: 848.3429; 2045-46: 854.6828; 2046-47: 861.1333; 2047-48: 867.6935; 2048-49: 874.3621; 2049-50: 881.137
37FP | Measured Non Household - Population | Input | 000's | 2 | 2021-22: 10.7818; 2022-23: 10.9428; 2023-24: 11.0934; 2024-25: 11.2388; 2025-26: 11.3435; 2026-27: 11.4827; 2027-28: 11.673; 2028-29: 11.8581; 2029-30: 12.0421; 2030-31: 12.2006; 2031-32: 12.4659; 2032-33: 12.738; 2033-34: 12.9289; 2034-35: 13.0761; 2035-36: 13.2008; 2036-37: 13.3158; 2037-38: 13.438; 2038-39: 13.5727; 2039-40: 13.7153; 2040-41: 13.8728; 2041-42: 14.0525; 2042-43: 14.2592; 2043-44: 14.4863; 2044-45: 14.7237; 2045-46: 14.9876; 2046-47: 15.2599; 2047-48: 15.5377; 2048-49: 15.823; 2049-50: 16.1035
38FP | Unmeasured Non Household - Population | Input | 000's | 2 | 2021-22: 2.0537; 2022-23: 2.0843; 2023-24: 2.113; 2024-25: 2.1407; 2025-26: 2.1607; 2026-27: 2.1872; 2027-28: 2.2234; 2028-29: 2.2587; 2029-30: 2.2937; 2030-31: 2.3239; 2031-32: 2.3745; 2032-33: 2.4263; 2033-34: 2.4626; 2034-35: 2.4907; 2035-36: 2.5144; 2036-37: 2.5363; 2037-38: 2.5596; 2038-39: 2.5853; 2039-40: 2.6124; 2040-41: 2.6424; 2041-42: 2.6767; 2042-43: 2.716; 2043-44: 2.7593; 2044-45: 2.8045; 2045-46: 2.8548; 2046-47: 2.9066; 2047-48: 2.9596; 2048-49: 3.0139; 2049-50: 3.0673
39FP | Measured Household - Population | Input | 000's | 2 | 2021-22: 934.7343; 2022-23: 962.9308; 2023-24: 1005.2434; 2024-25: 1057.0705; 2025-26: 1189.9088; 2026-27: 1368.3284; 2027-28: 1482.6876; 2028-29: 1555.6556; 2029-30: 1628.3057; 2030-31: 1688.9015; 2031-32: 1745.1239; 2032-33: 1796.7647; 2033-34: 1849.4598; 2034-35: 1900.8851; 2035-36: 1932.323; 2036-37: 1941.3388; 2037-38: 1951.2328; 2038-39: 1961.8903; 2039-40: 1973.2591; 2040-41: 1984.5566; 2041-42: 1996.1386; 2042-43: 2008.1989; 2043-44: 2021.1921; 2044-45: 2034.9976; 2045-46: 2049.1653; 2046-47: 2063.6218; 2047-48: 2078.8448; 2048-49: 2094.6269; 2049-50: 2110.707
40FP | Unmeasured Household - Population | Input | 000's | 2 | 2021-22: 830.3741; 2022-23: 812.5039; 2023-24: 789.068; 2024-25: 759.1445; 2025-26: 652.1247; 2026-27: 497.8147; 2027-28: 409.3772; 2028-29: 357.0974; 2029-30: 300.2437; 2030-31: 248.7113; 2031-32: 202.9426; 2032-33: 157.4076; 2033-34: 112.0299; 2034-35: 66.6431; 2035-36: 43.469; 2036-37: 43.0896; 2037-38: 42.7138; 2038-39: 42.3417; 2039-40: 41.9734; 2040-41: 41.609; 2041-42: 41.2484; 2042-43: 40.8914; 2043-44: 40.5381; 2044-45: 40.1886; 2045-46: 39.8431; 2046-47: 39.5013; 2047-48: 39.1634; 2048-49: 38.8293; 2049-50: 38.4991
41FP | Total Resource Zone Population | sum (37FP:40FP) | 000's | 2 | 2019-20: 0; 2020-21: 0; 2021-22: 1777.9438; 2022-23: 1788.4619; 2023-24: 1807.5178; 2024-25: 1829.5946; 2025-26: 1855.5376; 2026-27: 1879.8129; 2027-28: 1905.9613; 2028-29: 1926.8699; 2029-30: 1942.8852; 2030-31: 1952.1374; 2031-32: 1962.9069; 2032-33: 1969.3365; 2033-34: 1976.8813; 2034-35: 1983.095; 2035-36: 1991.5073; 2036-37: 2000.2806; 2037-38: 2009.9443; 2038-39: 2020.39; 2039-40: 2031.5602; 2040-41: 2042.6809; 2041-42: 2054.1162; 2042-43: 2066.0656; 2043-44: 2078.9758; 2044-45: 2092.7144; 2045-46: 2106.8508; 2046-47: 2121.2896; 2047-48: 2136.5054; 2048-49: 2152.2932; 2049-50: 2168.377
42FP | Average household occupancy rate (excl. voids) | (39FP + 40FP) / (34FP + 35FP) | h/prop | 1 | 2019-20: #DIV/0!; 2020-21: #DIV/0!; 2021-22: 2.7736; 2022-23: 2.7666; 2023-24: 2.7584; 2024-25: 2.7509; 2025-26: 2.7455; 2026-27: 2.7373; 2027-28: 2.7333; 2028-29: 2.7251; 2029-30: 2.7186; 2030-31: 2.7072; 2031-32: 2.7008; 2032-33: 2.6905; 2033-34: 2.685; 2034-35: 2.6755; 2035-36: 2.6689; 2036-37: 2.6623; 2037-38: 2.6566; 2038-39: 2.6516; 2039-40: 2.6472; 2040-41: 2.6425; 2041-42: 2.6378; 2042-43: 2.6334; 2043-44: 2.6298; 2044-45: 2.627; 2045-46: 2.6244; 2046-47: 2.6218; 2047-48: 2.6198; 2048-49: 2.6183; 2049-50: 2.6168
43FP | Total Household Metering penetration (excl. voids) | 34FP / (34FP + 35FP) | % | 1 | 2019-20: #DIV/0!; 2020-21: #DIV/0!; 2021-22: 63.24%; 2022-23: 64.54%; 2023-24: 66.32%; 2024-25: 68.52%; 2025-26: 74%; 2026-27: 80.82%; 2027-28: 84.5%; 2028-29: 86.66%; 2029-30: 88.91%; 2030-31: 90.9%; 2031-32: 92.64%; 2032-33: 94.35%; 2033-34: 96.03%; 2034-35: 97.7%; 2035-36: 98.53%; 2036-37: 98.55%; 2037-38: 98.57%; 2038-39: 98.59%; 2039-40: 98.6%; 2040-41: 98.62%; 2041-42: 98.64%; 2042-43: 98.66%; 2043-44: 98.68%; 2044-45: 98.69%; 2045-46: 98.71%; 2046-47: 98.73%; 2047-48: 98.75%; 2048-49: 98.77%; 2049-50: 98.78%
44FP | Total Household Metering penetration (incl. voids) | (34FP) / (34FP + 34.7FP + 35FP + 35.1FP) | % | 1 | 2019-20: #DIV/0!; 2020-21: #DIV/0!; 2021-22: 61.35%; 2022-23: 62.6%; 2023-24: 64.33%; 2024-25: 66.47%; 2025-26: 71.78%; 2026-27: 78.41%; 2027-28: 81.98%; 2028-29: 84.07%; 2029-30: 86.26%; 2030-31: 88.19%; 2031-32: 89.88%; 2032-33: 91.54%; 2033-34: 93.18%; 2034-35: 94.79%; 2035-36: 95.6%; 2036-37: 95.62%; 2037-38: 95.64%; 2038-39: 95.65%; 2039-40: 95.67%; 2040-41: 95.69%; 2041-42: 95.71%; 2042-43: 95.72%; 2043-44: 95.74%; 2044-45: 95.76%; 2045-46: 95.78%; 2046-47: 95.79%; 2047-48: 95.81%; 2048-49: 95.83%; 2049-50: 95.84%
45FP | Distribution input | sum (12FP:15FP) + 21FP + 22FP + 27FP + 28FP | Ml/d | 2 | 2019-20: 0; 2020-21: 0; 2021-22: 406.9838; 2022-23: 402.6408; 2023-24: 401.3159; 2024-25: 398.7027; 2025-26: 398.952; 2026-27: 396.8216; 2027-28: 393.8042; 2028-29: 392.5363; 2029-30: 390.1789; 2030-31: 386.7505; 2031-32: 383.138; 2032-33: 379.4876; 2033-34: 375.1397; 2034-35: 370.5425; 2035-36: 367.3285; 2036-37: 364.011; 2037-38: 360.7605; 2038-39: 358.1611; 2039-40: 356.1325; 2040-41: 351.0654; 2041-42: 349.1525; 2042-43: 347.3518; 2043-44: 346.4164; 2044-45: 345.5683; 2045-46: 346.2044; 2046-47: 342.7238; 2047-48: 343.5323; 2048-49: 342.249; 2049-50: 343.1276
46FP | Target headroom (climate change component) | Input | Ml/d | 2 | 2021-22: 0; 2022-23: 0.024797; 2023-24: 0.27916; 2024-25: 0.60565; 2025-26: 0.8388; 2026-27: 0.82765; 2027-28: 0.86216; 2028-29: 0.76621; 2029-30: 0.8622; 2030-31: 0.88859; 2031-32: 0.87067; 2032-33: 0.88358; 2033-34: 0.85385; 2034-35: 0.89187; 2035-36: 0.88514; 2036-37: 0.89433; 2037-38: 1.019; 2038-39: 0.94409; 2039-40: 1.0143; 2040-41: 2.737; 2041-42: 1.1589; 2042-43: 1.1238; 2043-44: 1.1656; 2044-45: 1.2173; 2045-46: 1.6288; 2046-47: 4.1148; 2047-48: 1.2684; 2048-49: 2.8056; 2049-50: 1.423
47FP | Target headroom (All other components) | Input | Ml/d | 2 | 2021-22: 6.2603; 2022-23: 6.9404; 2023-24: 6.8397; 2024-25: 6.8616; 2025-26: 6.8386; 2026-27: 6.2294; 2027-28: 8.0082; 2028-29: 7.5361; 2029-30: 6.9785; 2030-31: 6.2338; 2031-32: 5.5431; 2032-33: 5.1211; 2033-34: 4.972; 2034-35: 4.5187; 2035-36: 4.2339; 2036-37: 4.0127; 2037-38: 3.7934; 2038-39: 3.6462; 2039-40: 3.4003; 2040-41: 3.2663; 2041-42: 3.2118; 2042-43: 3.2073; 2043-44: 3.2333; 2044-45: 3.2565; 2045-46: 3.2332; 2046-47: 3.249; 2047-48: 3.2375; 2048-49: 3.2053; 2049-50: 3.2274
48FP | Target Headroom | 46FP + 47FP | Ml/d | 2 | 2019-20: 0; 2020-21: 0; 2021-22: 6.2603; 2022-23: 6.9652; 2023-24: 7.1189; 2024-25: 7.4672; 2025-26: 7.6774; 2026-27: 7.0571; 2027-28: 8.8703; 2028-29: 8.3023; 2029-30: 7.8407; 2030-31: 7.1224; 2031-32: 6.4138; 2032-33: 6.0047; 2033-34: 5.8258; 2034-35: 5.4105; 2035-36: 5.119; 2036-37: 4.9071; 2037-38: 4.8124; 2038-39: 4.5902; 2039-40: 4.4146; 2040-41: 6.0033; 2041-42: 4.3707; 2042-43: 4.3311; 2043-44: 4.399; 2044-45: 4.4738; 2045-46: 4.862; 2046-47: 7.3637; 2047-48: 4.5059; 2048-49: 6.0109; 2049-50: 4.6504
49FP | Available Headroom | 11FP - 45FP | Ml/d | 2 | 2019-20: #REF!; 2020-21: 0; 2021-22: 6.0208; 2022-23: 9.8089; 2023-24: 10.5756; 2024-25: 12.2895; 2025-26: 11.1397; 2026-27: 12.3825; 2027-28: 19.1691; 2028-29: 19.5328; 2029-30: 24.8345; 2030-31: 30.3551; 2031-32: 18.7055; 2032-33: 26.4435; 2033-34: 29.8745; 2034-35: 33.7128; 2035-36: 56.3379; 2036-37: 59.0617; 2037-38: 61.7161; 2038-39: 63.7171; 2039-40: 65.1449; 2040-41: 67.6114; 2041-42: 68.9192; 2042-43: 70.1125; 2043-44: 70.4384; 2044-45: 70.6748; 2045-46: 69.425; 2046-47: 72.2899; 2047-48: 70.866; 2048-49: 71.5295; 2049-50: 70.0291
49.1FP | Available non-potable balance (if applicable) | 1.1FP - 12.1FP | Ml/d | 2 | 2019-20: #REF!; 2020-21: 0; 2021-22: 0; 2022-23: 0; 2023-24: 0; 2024-25: 0; 2025-26: 0; 2026-27: 0; 2027-28: 0; 2028-29: 0; 2029-30: 0; 2030-31: 0; 2031-32: 0; 2032-33: 0; 2033-34: 0; 2034-35: 0; 2035-36: 0; 2036-37: 0; 2037-38: 0; 2038-39: 0; 2039-40: 0; 2040-41: 0; 2041-42: 0; 2042-43: 0; 2043-44: 0; 2044-45: 0; 2045-46: 0; 2046-47: 0; 2047-48: 0; 2048-49: 0; 2049-50: 0
50FP | Supply Demand Balance | 49FP - 48FP | Ml/d | 2 | 2019-20: #REF!; 2020-21: 0; 2021-22: -0.23945; 2022-23: 2.8437; 2023-24: 3.4567; 2024-25: 4.8223; 2025-26: 3.4623; 2026-27: 5.3254; 2027-28: 10.2988; 2028-29: 11.2305; 2029-30: 16.9939; 2030-31: 23.2327; 2031-32: 12.2917; 2032-33: 20.4388; 2033-34: 24.0486; 2034-35: 28.3022; 2035-36: 51.2188; 2036-37: 54.1546; 2037-38: 56.9037; 2038-39: 59.1269; 2039-40: 60.7303; 2040-41: 61.6082; 2041-42: 64.5485; 2042-43: 65.7814; 2043-44: 66.0394; 2044-45: 66.201; 2045-46: 64.563; 2046-47: 64.9261; 2047-48: 66.3601; 2048-49: 65.5186; 2049-50: 65.3787
Water Company | Essex and Suffolk Water | Version | 12
WRZ | ESWESX | Planning Scenario | DYCP
Table 3d: DYCP - Baseline | Back to top of sheet
WRMP24 reference | Component | Derivation | Unit | Decimal places | 2019-20 | 2020-21 | 2021-22 | 2022-23 | 2023-24 | 2024-25 | 2025-26 | 2026-27 | 2027-28 | 2028-29 | 2029-30 | 2030-31 | 2031-32 | 2032-33 | 2033-34 | 2034-35 | 2035-36 | 2036-37 | 2037-38 | 2038-39 | 2039-40 | 2040-41 | 2041-42 | 2042-43 | 2043-44 | 2044-45 | 2045-46 | 2046-47 | 2047-48 | 2048-49 | 2049-50 | 2050-51 | 2051-52 | 2052-53 | 2053-54 | 2054-55 | 2055-56 | 2056-57 | 2057-58 | 2058-59 | 2059-60 | 2060-61 | 2061-62 | 2062-63 | 2063-64 | 2064-65 | 2065-66 | 2066-67 | 2067-68 | 2068-69 | 2069-70 | 2070-71 | 2071-72 | 2072-73 | 2073-74 | 2074-75 | 2075-76 | 2076-77 | 2077-78 | 2078-79 | 2079-80 | 2080-81 | 2081-82 | 2082-83 | 2083-84 | 2084-85 | 2085-86 | 2086-87 | 2087-88 | 2088-89 | 2089-90 | 2090-91 | 2091-92 | 2092-93 | 2093-94 | 2094-95 | 2095-96 | 2096-97 | 2097-98 | 2098-99 | 2099-100
1BL | Raw water abstracted | Input | Ml/d | 2 | 2021-22: 474.2897; 2022-23: 465.8533; 2023-24: 465.6878; 2024-25: 459.6825; 2025-26: 475.3644; 2026-27: 475.7301; 2027-28: 475.5128; 2028-29: 476.3541; 2029-30: 476.9161; 2030-31: 477.3537; 2031-32: 477.3183; 2032-33: 477.7202; 2033-34: 477.2117; 2034-35: 476.6419; 2035-36: 476.1186; 2036-37: 475.3045; 2037-38: 474.5812; 2038-39: 474.0584; 2039-40: 474.0683; 2040-41: 473.9353; 2041-42: 473.9192; 2042-43: 473.9955; 2043-44: 475.0468; 2044-45: 476.2119; 2045-46: 477.3827; 2046-47: 478.5759; 2047-48: 479.7561; 2048-49: 481.0298; 2049-50: 482.3122
1.1BL | Non-potable water supplies | Input | Ml/d | 2 | 2021-22: 0; 2022-23: 0; 2023-24: 0; 2024-25: 0; 2025-26: 0; 2026-27: 0; 2027-28: 0; 2028-29: 0; 2029-30: 0; 2030-31: 0; 2031-32: 0; 2032-33: 0; 2033-34: 0; 2034-35: 0; 2035-36: 0; 2036-37: 0; 2037-38: 0; 2038-39: 0; 2039-40: 0; 2040-41: 0; 2041-42: 0; 2042-43: 0; 2043-44: 0; 2044-45: 0; 2045-46: 0; 2046-47: 0; 2047-48: 0; 2048-49: 0; 2049-50: 0
2BL | Raw water imported | Input | Ml/d | 2 | 2021-22: 0; 2022-23: 0; 2023-24: 0; 2024-25: 0; 2025-26: 0; 2026-27: 0; 2027-28: 0; 2028-29: 0; 2029-30: 0; 2030-31: 0; 2031-32: 0; 2032-33: 0; 2033-34: 0; 2034-35: 0; 2035-36: 0; 2036-37: 0; 2037-38: 0; 2038-39: 0; 2039-40: 0; 2040-41: 0; 2041-42: 0; 2042-43: 0; 2043-44: 0; 2044-45: 0; 2045-46: 0; 2046-47: 0; 2047-48: 0; 2048-49: 0; 2049-50: 0
3BL | Potable water imported | Input | Ml/d | 2 | bar: 2021-22 to 2049-50
4BL | Raw water exported enter as -ve | Input | Ml/d | 2 | 2021-22: -20; 2022-23: -20; 2023-24: -20; 2024-25: -20; 2025-26: -20; 2026-27: -20; 2027-28: -20; 2028-29: -20; 2029-30: -20; 2030-31: -20; 2031-32: -20; 2032-33: -20; 2033-34: -20; 2034-35: -20; 2035-36: 0; 2036-37: 0; 2037-38: 0; 2038-39: 0; 2039-40: 0; 2040-41: 0; 2041-42: 0; 2042-43: 0; 2043-44: 0; 2044-45: 0; 2045-46: 0; 2046-47: 0; 2047-48: 0; 2048-49: 0; 2049-50: 0
5BL | Potable water exported enter as -ve | Input | Ml/d | 2 | 2021-22: -8.0014; 2022-23: -8.0014; 2023-24: -8.0014; 2024-25: -8.3394; 2025-26: -8.6755; 2026-27: -10.4959; 2027-28: -10.8264; 2028-29: -11.1577; 2029-30: -11.4876; 2030-31: -11.817; 2031-32: -12.1478; 2032-33: -12.4765; 2033-34: -12.8071; 2034-35: -11.3071; 2035-36: -11.3048; 2036-37: -11.3048; 2037-38: -11.3048; 2038-39: -11.3048; 2039-40: -11.3048; 2040-41: -11.3024; 2041-42: -11.3024; 2042-43: -11.3024; 2043-44: -11.3024; 2044-45: -11.3024; 2045-46: -11.3024; 2046-47: -11.3024; 2047-48: -11.3001; 2048-49: -11.3001; 2049-50: -11.3001
6BL | Deployable Output before forecast changes | Input | Ml/d | 2 | 2021-22: 601.5; 2022-23: 601.5; 2023-24: 601.5; 2024-25: 601.5; 2025-26: 601.5; 2026-27: 601.5; 2027-28: 601.5; 2028-29: 601.5; 2029-30: 601.5; 2030-31: 601.5; 2031-32: 601.5; 2032-33: 601.5; 2033-34: 601.5; 2034-35: 601.5; 2035-36: 601.5; 2036-37: 601.5; 2037-38: 601.5; 2038-39: 601.5; 2039-40: 601.5; 2040-41: 601.5; 2041-42: 601.5; 2042-43: 601.5; 2043-44: 601.5; 2044-45: 601.5; 2045-46: 601.5; 2046-47: 601.5; 2047-48: 601.5; 2048-49: 601.5; 2049-50: 601.5
6.1BL | Deployable Output post forecast changes | 6BL + 7BL | Ml/d | 2 | 2019-20: 0; 2020-21: 0; 2021-22: 601.5; 2022-23: 601.5; 2023-24: 601.5; 2024-25: 601.5; 2025-26: 601.5; 2026-27: 601.5; 2027-28: 601.5; 2028-29: 601.5; 2029-30: 601.5; 2030-31: 596.5; 2031-32: 596.5; 2032-33: 596.5; 2033-34: 596.5; 2034-35: 596.5; 2035-36: 596.5; 2036-37: 596.5; 2037-38: 596.5; 2038-39: 596.5; 2039-40: 596.5; 2040-41: 594.5; 2041-42: 594.5; 2042-43: 594.5; 2043-44: 594.5; 2044-45: 594.5; 2045-46: 594.5; 2046-47: 594.5; 2047-48: 594.5; 2048-49: 594.5; 2049-50: 594.5
7BL | Baseline forecast changes to Deployable Output | sum (7.1BL:7.6BL) | Ml/d | 2 | 2019-20: 0; 2020-21: 0; 2021-22: 0; 2022-23: 0; 2023-24: 0; 2024-25: 0; 2025-26: 0; 2026-27: 0; 2027-28: 0; 2028-29: 0; 2029-30: 0; 2030-31: -5; 2031-32: -5; 2032-33: -5; 2033-34: -5; 2034-35: -5; 2035-36: -5; 2036-37: -5; 2037-38: -5; 2038-39: -5; 2039-40: -5; 2040-41: -7; 2041-42: -7; 2042-43: -7; 2043-44: -7; 2044-45: -7; 2045-46: -7; 2046-47: -7; 2047-48: -7; 2048-49: -7; 2049-50: -7
7.1BL | Change in DO due to climate change | Input | Ml/d | 2 | 2021-22: 0; 2022-23: 0; 2023-24: 0; 2024-25: 0; 2025-26: 0; 2026-27: 0; 2027-28: 0; 2028-29: 0; 2029-30: 0; 2030-31: 0; 2031-32: 0; 2032-33: 0; 2033-34: 0; 2034-35: 0; 2035-36: 0; 2036-37: 0; 2037-38: 0; 2038-39: 0; 2039-40: 0; 2040-41: 0; 2041-42: 0; 2042-43: 0; 2043-44: 0; 2044-45: 0; 2045-46: 0; 2046-47: 0; 2047-48: 0; 2048-49: 0; 2049-50: 0
7.2BL | Total confirmed DO reductions to restore sustainable abstraction enter as -ve | Input | Ml/d | 2 | 2021-22: 0; 2022-23: 0; 2023-24: 0; 2024-25: 0; 2025-26: 0; 2026-27: 0; 2027-28: 0; 2028-29: 0; 2029-30: 0; 2030-31: -5; 2031-32: -5; 2032-33: -5; 2033-34: -5; 2034-35: -5; 2035-36: -5; 2036-37: -5; 2037-38: -5; 2038-39: -5; 2039-40: -5; 2040-41: -5; 2041-42: -5; 2042-43: -5; 2043-44: -5; 2044-45: -5; 2045-46: -5; 2046-47: -5; 2047-48: -5; 2048-49: -5; 2049-50: -5
7.3BL | Total expected DO reductions to restore sustainable abstraction (Environmental Destination) (excl. any confirmed reductions) enter as -ve | Input | Ml/d | 2 | 2021-22: 0; 2022-23: 0; 2023-24: 0; 2024-25: 0; 2025-26: 0; 2026-27: 0; 2027-28: 0; 2028-29: 0; 2029-30: 0; 2030-31: 0; 2031-32: 0; 2032-33: 0; 2033-34: 0; 2034-35: 0; 2035-36: 0; 2036-37: 0; 2037-38: 0; 2038-39: 0; 2039-40: 0; 2040-41: -2; 2041-42: -2; 2042-43: -2; 2043-44: -2; 2044-45: -2; 2045-46: -2; 2046-47: -2; 2047-48: -2; 2048-49: -2; 2049-50: -2
7.4BL | Change in DO from prolonged Outage reduction enter as -ve | Input | Ml/d | 2 | 2021-22: 0; 2022-23: 0; 2023-24: 0; 2024-25: 0; 2025-26: 0; 2026-27: 0; 2027-28: 0; 2028-29: 0; 2029-30: 0; 2030-31: 0; 2031-32: 0; 2032-33: 0; 2033-34: 0; 2034-35: 0; 2035-36: 0; 2036-37: 0; 2037-38: 0; 2038-39: 0; 2039-40: 0; 2040-41: 0; 2041-42: 0; 2042-43: 0; 2043-44: 0; 2044-45: 0; 2045-46: 0; 2046-47: 0; 2047-48: 0; 2048-49: 0; 2049-50: 0
7.5BL | Change in DO from drought measures | Zero for baseline | Ml/d | 2 | 2021-22: 0; 2022-23: 0; 2023-24: 0; 2024-25: 0; 2025-26: 0; 2026-27: 0; 2027-28: 0; 2028-29: 0; 2029-30: 0; 2030-31: 0; 2031-32: 0; 2032-33: 0; 2033-34: 0; 2034-35: 0; 2035-36: 0; 2036-37: 0; 2037-38: 0; 2038-39: 0; 2039-40: 0; 2040-41: 0; 2041-42: 0; 2042-43: 0; 2043-44: 0; 2044-45: 0; 2045-46: 0; 2046-47: 0; 2047-48: 0; 2048-49: 0; 2049-50: 0
7.6BL | Total other changes to DO (specify e.g. Nitrates) | Input | Ml/d | 2 | 2021-22: 0; 2022-23: 0; 2023-24: 0; 2024-25: 0; 2025-26: 0; 2026-27: 0; 2027-28: 0; 2028-29: 0; 2029-30: 0; 2030-31: 0; 2031-32: 0; 2032-33: 0; 2033-34: 0; 2034-35: 0; 2035-36: 0; 2036-37: 0; 2037-38: 0; 2038-39: 0; 2039-40: 0; 2040-41: 0; 2041-42: 0; 2042-43: 0; 2043-44: 0; 2044-45: 0; 2045-46: 0; 2046-47: 0; 2047-48: 0; 2048-49: 0; 2049-50: 0
8BL | Raw water losses, treatment works losses and operational use | Input | Ml/d | 2 | 2021-22: 0.14289; 2022-23: 0.14289; 2023-24: 0.14289; 2024-25: 0.14289; 2025-26: 0.14289; 2026-27: 0.14289; 2027-28: 0.14289; 2028-29: 0.14289; 2029-30: 0.14289; 2030-31: 0.14289; 2031-32: 0.14289; 2032-33: 0.14289; 2033-34: 0.14289; 2034-35: 0.14289; 2035-36: 0.14289; 2036-37: 0.14289; 2037-38: 0.14289; 2038-39: 0.14289; 2039-40: 0.14289; 2040-41: 0.14289; 2041-42: 0.14289; 2042-43: 0.14289; 2043-44: 0.14289; 2044-45: 0.14289; 2045-46: 0.14289; 2046-47: 0.14289; 2047-48: 0.14289; 2048-49: 0.14289; 2049-50: 0.14289
9BL | Total Outage Allowance | Input | Ml/d | 2 | 2021-22: 88.04; 2022-23: 88.04; 2023-24: 88.04; 2024-25: 88.04; 2025-26: 88.04; 2026-27: 88.04; 2027-28: 88.04; 2028-29: 88.04; 2029-30: 88.04; 2030-31: 88.04; 2031-32: 88.04; 2032-33: 88.04; 2033-34: 88.04; 2034-35: 88.04; 2035-36: 88.04; 2036-37: 88.04; 2037-38: 88.04; 2038-39: 88.04; 2039-40: 88.04; 2040-41: 88.04; 2041-42: 88.04; 2042-43: 88.04; 2043-44: 88.04; 2044-45: 88.04; 2045-46: 88.04; 2046-47: 88.04; 2047-48: 88.04; 2048-49: 88.04; 2049-50: 88.04
10BL | Water Available For Use (own sources) | (6BL + 7BL) - (8BL + 9BL) | Ml/d | 2 | 2019-20: 0; 2020-21: 0; 2021-22: 513.3171; 2022-23: 513.3171; 2023-24: 513.3171; 2024-25: 513.3171; 2025-26: 513.3171; 2026-27: 513.3171; 2027-28: 513.3171; 2028-29: 513.3171; 2029-30: 513.3171; 2030-31: 508.3171; 2031-32: 508.3171; 2032-33: 508.3171; 2033-34: 508.3171; 2034-35: 508.3171; 2035-36: 508.3171; 2036-37: 508.3171; 2037-38: 508.3171; 2038-39: 508.3171; 2039-40: 508.3171; 2040-41: 506.3171; 2041-42: 506.3171; 2042-43: 506.3171; 2043-44: 506.3171; 2044-45: 506.3171; 2045-46: 506.3171; 2046-47: 506.3171; 2047-48: 506.3171; 2048-49: 506.3171; 2049-50: 506.3171
11BL | Total Water Available For Use | 10BL + sum (2BL:5BL) | Ml/d | 2 | 2019-20: 0; 2020-21: 0; 2021-22: 486.3158; 2022-23: 486.3158; 2023-24: 486.3158; 2024-25: 485.9778; 2025-26: 485.6416; 2026-27: 483.8213; 2027-28: 483.4907; 2028-29: 483.1594; 2029-30: 482.8295; 2030-31: 477.5001; 2031-32: 477.1693; 2032-33: 476.8406; 2033-34: 476.51; 2034-35: 478.01; 2035-36: 498.0124; 2036-37: 498.0124; 2037-38: 498.0124; 2038-39: 498.0124; 2039-40: 498.0124; 2040-41: 496.0147; 2041-42: 496.0147; 2042-43: 496.0147; 2043-44: 496.0147; 2044-45: 496.0147; 2045-46: 496.0147; 2046-47: 496.0147; 2047-48: 496.017; 2048-49: 496.017; 2049-50: 496.017
12BL | Water delivered measured non-household | Input Note - consumption & uspl | Ml/d | 2 | 2021-22: 51.9075; 2022-23: 51.0975; 2023-24: 53.5907; 2024-25: 56.0412; 2025-26: 60.4247; 2026-27: 61.2436; 2027-28: 60.4387; 2028-29: 61.8399; 2029-30: 62.7153; 2030-31: 63.1791; 2031-32: 63.1791; 2032-33: 63.523; 2033-34: 63.7049; 2034-35: 63.5688; 2035-36: 63.2963; 2036-37: 62.686; 2037-38: 62.1197; 2038-39: 61.5976; 2039-40: 61.5902; 2040-41: 61.5827; 2041-42: 61.5735; 2042-43: 61.5635; 2043-44: 61.5538; 2044-45: 61.5468; 2045-46: 61.5415; 2046-47: 61.5367; 2047-48: 61.5326; 2048-49: 61.5294; 2049-50: 61.5265
12.1BL | Non-potable water consumption | Input | Ml/d | 2
13BL | Water delivered unmeasured non-household | Input Note - consumption & uspl | Ml/d | 2 | 2021-22: 0.96834; 2022-23: 0.96149; 2023-24: 0.94934; 2024-25: 0.93722; 2025-26: 1.0811; 2026-27: 1.0735; 2027-28: 1.0659; 2028-29: 1.0582; 2029-30: 1.053; 2030-31: 1.0478; 2031-32: 1.0445; 2032-33: 1.0411; 2033-34: 1.0378; 2034-35: 1.0345; 2035-36: 1.0311; 2036-37: 1.0278; 2037-38: 1.0245; 2038-39: 1.0212; 2039-40: 1.0178; 2040-41: 1.0145; 2041-42: 1.0112; 2042-43: 1.0078; 2043-44: 1.0045; 2044-45: 1.0012; 2045-46: 0.99785; 2046-47: 0.99452; 2047-48: 0.9912; 2048-49: 0.98787; 2049-50: 0.98454
14BL | Water delivered measured household | Input Note - consumption & uspl | Ml/d | 2 | 2021-22: 193.0697; 2022-23: 193.8453; 2023-24: 198.5096; 2024-25: 203.4862; 2025-26: 216.849; 2026-27: 233.7918; 2027-28: 244.4318; 2028-29: 249.6075; 2029-30: 253.9928; 2030-31: 257.093; 2031-32: 259.9596; 2032-33: 262.2153; 2033-34: 264.5715; 2034-35: 266.8442; 2035-36: 269.0801; 2036-37: 271.0756; 2037-38: 273.263; 2038-39: 275.5988; 2039-40: 278.0083; 2040-41: 280.0513; 2041-42: 282.4768; 2042-43: 285.0155; 2043-44: 287.6598; 2044-45: 290.4159; 2045-46: 293.2021; 2046-47: 296.0754; 2047-48: 299.0316; 2048-49: 302.0656; 2049-50: 305.1211
15BL | Water delivered unmeasured household | Input Note - consumption & uspl | Ml/d | 2 | 2021-22: 199.6264; 2022-23: 191.6616; 2023-24: 183.7578; 2024-25: 173.8124; 2025-26: 157.5965; 2026-27: 138.5973; 2027-28: 129.0271; 2028-29: 125.7524; 2029-30: 122.4809; 2030-31: 119.817; 2031-32: 117.7363; 2032-33: 115.6803; 2033-34: 113.6298; 2034-35: 111.6134; 2035-36: 110.0634; 2036-37: 108.9867; 2037-38: 107.9209; 2038-39: 106.8846; 2039-40: 105.851; 2040-41: 104.8367; 2041-42: 103.8321; 2042-43: 102.8631; 2043-44: 101.9029; 2044-45: 100.9602; 2045-46: 100.0259; 2046-47: 99.1259; 2047-48: 98.2336; 2048-49: 97.3573; 2049-50: 96.4882
16BL | Percentage of consumption driven by climate change | Input | % | 1 | 2021-22: 0%; 2022-23: 0.6004%; 2023-24: 0.6318%; 2024-25: 0.654%; 2025-26: 0.7844%; 2026-27: 0.8379%; 2027-28: 0.8949%; 2028-29: 0.9476%; 2029-30: 1.001%; 2030-31: 1.064%; 2031-32: 1.119%; 2032-33: 1.173%; 2033-34: 1.228%; 2034-35: 1.284%; 2035-36: 1.347%; 2036-37: 1.405%; 2037-38: 1.461%; 2038-39: 1.518%; 2039-40: 1.573%; 2040-41: 1.635%; 2041-42: 1.688%; 2042-43: 1.744%; 2043-44: 1.8%; 2044-45: 1.856%; 2045-46: 1.912%; 2046-47: 1.967%; 2047-48: 2.023%; 2048-49: 2.078%; 2049-50: 2.134%
17BL | Volume of consumption driven by climate change | 16BL * (12BL + sum(13BL:15BL) - sum (23BL:26BL)) | Ml/d | 2 | 2019-20: 0; 2020-21: 0; 2021-22: 0; 2022-23: 2.5562; 2023-24: 2.6877; 2024-25: 2.7687; 2025-26: 3.3346; 2026-27: 3.5535; 2027-28: 3.798; 2028-29: 4.0524; 2029-30: 4.3018; 2030-31: 4.5783; 2031-32: 4.8263; 2032-33: 5.0647; 2033-34: 5.3081; 2034-35: 5.5489; 2035-36: 5.8293; 2036-37: 6.0797; 2037-38: 6.3307; 2038-39: 6.5885; 2039-40: 6.8485; 2040-41: 7.1351; 2041-42: 7.3899; 2042-43: 7.6615; 2043-44: 7.9364; 2044-45: 8.2152; 2045-46: 8.4958; 2046-47: 8.7805; 2047-48: 9.0686; 2048-49: 9.3604; 2049-50: 9.6543
18BL | Measured Household - PCC | ((14BL - 25BL) * 1,000,000) / (39BL *1,000) | l/h/d | 1 | 2019-20: #DIV/0!; 2020-21: #DIV/0!; 2021-22: 200.609; 2022-23: 195.5857; 2023-24: 191.9742; 2024-25: 187.2179; 2025-26: 183.913; 2026-27: 181.7058; 2027-28: 180.2275; 2028-29: 179.3029; 2029-30: 178.5041; 2030-31: 177.9776; 2031-32: 177.4242; 2032-33: 177.0087; 2033-34: 176.5368; 2034-35: 176.1765; 2035-36: 175.7625; 2036-37: 175.3794; 2037-38: 175.0382; 2038-39: 174.723; 2039-40: 174.3909; 2040-41: 173.8485; 2041-42: 173.5366; 2042-43: 173.2584; 2043-44: 172.9594; 2044-45: 172.6575; 2045-46: 172.3507; 2046-47: 172.0806; 2047-48: 171.795; 2048-49: 171.5125; 2049-50: 171.2266
19BL | Unmeasured Household - PCC | ((15BL - 26BL) * 1,000,000) / (40BL *1,000) | l/h/d | 1 | 2019-20: #DIV/0!; 2020-21: #DIV/0!; 2021-22: 232.7811; 2022-23: 228.5946; 2023-24: 225.9303; 2024-25: 222.3855; 2025-26: 220.1547; 2026-27: 219.1234; 2027-28: 218.9604; 2028-29: 218.8008; 2029-30: 218.6266; 2030-31: 218.6229; 2031-32: 218.7513; 2032-33: 218.9021; 2033-34: 219.0438; 2034-35: 219.2273; 2035-36: 219.5004; 2036-37: 219.8684; 2037-38: 220.2257; 2038-39: 220.6105; 2039-40: 220.9668; 2040-41: 221.3291; 2041-42: 221.6782; 2042-43: 222.0716; 2043-44: 222.4513; 2044-45: 222.836; 2045-46: 223.2051; 2046-47: 223.6188; 2047-48: 224.0165; 2048-49: 224.4179; 2049-50: 224.8017
20BL | Average Household - PCC | (((14BL - 25BL) + (15BL - 26BL)) * 1,000,000) / ((39BL + 40BL) *1,000) | l/h/d | 1 | 2019-20: #DIV/0!; 2020-21: #DIV/0!; 2021-22: 215.744; 2022-23: 210.6918; 2023-24: 206.9068; 2024-25: 201.9173; 2025-26: 197.6071; 2026-27: 194.0623; 2027-28: 191.9942; 2028-29: 190.8808; 2029-30: 189.8759; 2030-31: 189.1952; 2031-32: 188.565; 2032-33: 188.0626; 2033-34: 187.5056; 2034-35: 187.0459; 2035-36: 186.5921; 2036-37: 186.22; 2037-38: 185.8701; 2038-39: 185.5407; 2039-40: 185.1863; 2040-41: 184.6701; 2041-42: 184.3252; 2042-43: 184.0129; 2043-44: 183.6757; 2044-45: 183.3322; 2045-46: 182.9791; 2046-47: 182.6623; 2047-48: 182.3257; 2048-49: 181.9893; 2049-50: 181.6451
21BL | Water taken unbilled | Input | Ml/d | 2 | 2021-22: 7.4301; 2022-23: 7.4307; 2023-24: 7.4233; 2024-25: 7.4152; 2025-26: 7.4425; 2026-27: 7.4338; 2027-28: 7.4251; 2028-29: 7.4169; 2029-30: 7.4104; 2030-31: 7.4049; 2031-32: 7.3999; 2032-33: 7.3954; 2033-34: 7.3916; 2034-35: 7.3873; 2035-36: 7.3829; 2036-37: 7.3783; 2037-38: 7.3737; 2038-39: 7.369; 2039-40: 7.3641; 2040-41: 7.3592; 2041-42: 7.3542; 2042-43: 7.3491; 2043-44: 7.344; 2044-45: 7.3387; 2045-46: 7.3333; 2046-47: 7.3279; 2047-48: 7.3223; 2048-49: 7.3167; 2049-50: 7.311
22BL | Distribution system operational use | Input | Ml/d | 2 | 2021-22: 2.3678; 2022-23: 2.3678; 2023-24: 2.3678; 2024-25: 2.3678; 2025-26: 2.3678; 2026-27: 2.3678; 2027-28: 2.3678; 2028-29: 2.3678; 2029-30: 2.3678; 2030-31: 2.3678; 2031-32: 2.3678; 2032-33: 2.3678; 2033-34: 2.3678; 2034-35: 2.3678; 2035-36: 2.3678; 2036-37: 2.3678; 2037-38: 2.3678; 2038-39: 2.3678; 2039-40: 2.3678; 2040-41: 2.3678; 2041-42: 2.3678; 2042-43: 2.3678; 2043-44: 2.3678; 2044-45: 2.3678; 2045-46: 2.3678; 2046-47: 2.3678; 2047-48: 2.3678; 2048-49: 2.3678; 2049-50: 2.3678
23BL | Measured Non Household - USPL | Input | Ml/d | 2 | 2021-22: 0.27327; 2022-23: 0.34102; 2023-24: 0.32879; 2024-25: 0.31647; 2025-26: 0.33157; 2026-27: 0.33268; 2027-28: 0.33379; 2028-29: 0.3349; 2029-30: 0.33601; 2030-31: 0.33711; 2031-32: 0.33822; 2032-33: 0.33933; 2033-34: 0.34044; 2034-35: 0.34155; 2035-36: 0.3426; 2036-37: 0.34365; 2037-38: 0.34471; 2038-39: 0.34576; 2039-40: 0.34681; 2040-41: 0.34787; 2041-42: 0.34892; 2042-43: 0.34997; 2043-44: 0.35103; 2044-45: 0.35208; 2045-46: 0.35313; 2046-47: 0.35419; 2047-48: 0.35524; 2048-49: 0.35629; 2049-50: 0.35735
24BL | Unmeasured Non Household - USPL | Input | Ml/d | 2 | 2021-22: 0.04114; 2022-23: 0.039375; 2023-24: 0.037417; 2024-25: 0.035493; 2025-26: 0.04094; 2026-27: 0.040652; 2027-28: 0.040364; 2028-29: 0.040076; 2029-30: 0.039878; 2030-31: 0.03968; 2031-32: 0.039554; 2032-33: 0.039428; 2033-34: 0.039302; 2034-35: 0.039175; 2035-36: 0.039049; 2036-37: 0.038923; 2037-38: 0.038797; 2038-39: 0.038671; 2039-40: 0.038545; 2040-41: 0.038419; 2041-42: 0.038293; 2042-43: 0.038167; 2043-44: 0.038041; 2044-45: 0.037915; 2045-46: 0.037789; 2046-47: 0.037663; 2047-48: 0.037537; 2048-49: 0.037411; 2049-50: 0.037285
25BL | Measured Household - USPL | Input | Ml/d | 2 | 2021-22: 5.5535; 2022-23: 5.5097; 2023-24: 5.5288; 2024-25: 5.5836; 2025-26: 6.0828; 2026-27: 6.681; 2027-28: 7.0227; 2028-29: 7.1771; 2029-30: 7.3095; 2030-31: 7.4161; 2031-32: 7.5008; 2032-33: 7.58; 2033-34: 7.6513; 2034-35: 7.7287; 2035-36: 7.7949; 2036-37: 7.8511; 2037-38: 7.9086; 2038-39: 7.9671; 2039-40: 8.0267; 2040-41: 8.0874; 2041-42: 8.1492; 2042-43: 8.2121; 2043-44: 8.2762; 2044-45: 8.3414; 2045-46: 8.4077; 2046-47: 8.475; 2047-48: 8.5434; 2048-49: 8.6129; 2049-50: 8.6834
26BL | Unmeasured Household - USPL | Input | Ml/d | 2 | 2021-22: 6.331; 2022-23: 5.9277; 2023-24: 5.4834; 2024-25: 4.9897; 2025-26: 4.3637; 2026-27: 3.56; 2027-28: 3.1707; 2028-29: 3.0749; 2029-30: 2.9791; 2030-31: 2.9069; 2031-32: 2.8578; 2032-33: 2.8088; 2033-34: 2.7598; 2034-35: 2.7108; 2035-36: 2.6815; 2036-37: 2.6709; 2037-38: 2.6603; 2038-39: 2.6497; 2039-40: 2.6391; 2040-41: 2.6285; 2041-42: 2.6179; 2042-43: 2.6073; 2043-44: 2.5967; 2044-45: 2.5861; 2045-46: 2.5756; 2046-47: 2.565; 2047-48: 2.5544; 2048-49: 2.5438; 2049-50: 2.5332
27BL | Void Properties - USPL | Input | Ml/d | 2 | 2021-22: 0.71016; 2022-23: 0.70958; 2023-24: 0.71695; 2024-25: 0.7251; 2025-26: 0.69775; 2026-27: 0.70643; 2027-28: 0.71514; 2028-29: 0.72339; 2029-30: 0.72986; 2030-31: 0.73539; 2031-32: 0.74033; 2032-33: 0.74483; 2033-34: 0.74865; 2034-35: 0.75299; 2035-36: 0.7574; 2036-37: 0.76193; 2037-38: 0.76657; 2038-39: 0.77129; 2039-40: 0.77611; 2040-41: 0.78102; 2041-42: 0.78602; 2042-43: 0.79111; 2043-44: 0.79629; 2044-45: 0.80157; 2045-46: 0.80694; 2046-47: 0.81239; 2047-48: 0.81794; 2048-49: 0.82357; 2049-50: 0.82928
28BL | Distribution losses | Input | Ml/d | 2 | 2021-22: 40.4358; 2022-23: 40.3297; 2023-24: 38.6946; 2024-25: 37.0726; 2025-26: 37.2062; 2026-27: 37.4022; 2027-28: 37.4402; 2028-29: 37.3726; 2029-30: 37.3286; 2030-31: 37.2879; 2031-32: 37.2462; 2032-33: 37.2105; 2033-34: 37.1835; 2034-35: 37.1498; 2035-36: 37.1075; 2036-37: 37.0564; 2037-38: 37.004; 2038-39: 36.9505; 2039-40: 36.8957; 2040-41: 36.8398; 2041-42: 36.7826; 2042-43: 36.7243; 2043-44: 36.6647; 2044-45: 36.6038; 2045-46: 36.5419; 2046-47: 36.4788; 2047-48: 36.4145; 2048-49: 36.349; 2049-50: 36.2825
29BL | Total Leakage | sum (23BL:28BL) | Ml/d | 2 | 2019-20: 0; 2020-21: 0; 2021-22: 53.3449; 2022-23: 52.8571; 2023-24: 50.79; 2024-25: 48.723; 2025-26: 48.723; 2026-27: 48.723; 2027-28: 48.723; 2028-29: 48.723; 2029-30: 48.723; 2030-31: 48.723; 2031-32: 48.723; 2032-33: 48.723; 2033-34: 48.723; 2034-35: 48.723; 2035-36: 48.723; 2036-37: 48.723; 2037-38: 48.723; 2038-39: 48.723; 2039-40: 48.723; 2040-41: 48.723; 2041-42: 48.723; 2042-43: 48.723; 2043-44: 48.723; 2044-45: 48.723; 2045-46: 48.723; 2046-47: 48.723; 2047-48: 48.723; 2048-49: 48.723; 2049-50: 48.723
30BL | Leakage/property | (29BL * 1,000,000) / (36BL * 1,000) | l/prop/d | 2 | 2019-20: #DIV/0!; 2020-21: #DIV/0!; 2021-22: 77.5145; 2022-23: 76.1842; 2023-24: 72.2575; 2024-25: 68.3335; 2025-26: 67.2875; 2026-27: 66.2631; 2027-28: 65.2973; 2028-29: 64.4298; 2029-30: 63.7727; 2030-31: 63.2257; 2031-32: 62.7509; 2032-33: 62.3282; 2033-34: 61.9761; 2034-35: 61.5785; 2035-36: 61.1793; 2036-37: 60.7741; 2037-38: 60.365; 2038-39: 59.9531; 2039-40: 59.5386; 2040-41: 59.1219; 2041-42: 58.7027; 2042-43: 58.2813; 2043-44: 57.8581; 2044-45: 57.4331; 2045-46: 57.0071; 2046-47: 56.5801; 2047-48: 56.1523; 2048-49: 55.724; 2049-50: 55.2956
31BL | Measured Non Household - properties | Input | 000's | 2 | 2021-22: 24.036; 2022-23: 24.3502; 2023-24: 24.4325; 2024-25: 24.5147; 2025-26: 25.6845; 2026-27: 25.7703; 2027-28: 25.8562; 2028-29: 25.942; 2029-30: 26.0278; 2030-31: 26.1137; 2031-32: 26.1995; 2032-33: 26.2854; 2033-34: 26.3712; 2034-35: 26.4571; 2035-36: 26.5387; 2036-37: 26.6203; 2037-38: 26.7019; 2038-39: 26.7835; 2039-40: 26.8651; 2040-41: 26.9467; 2041-42: 27.0283; 2042-43: 27.1099; 2043-44: 27.1915; 2044-45: 27.2731; 2045-46: 27.3547; 2046-47: 27.4363; 2047-48: 27.5179; 2048-49: 27.5995; 2049-50: 27.6811
32BL | Unmeasured Non Household - properties | Input | 000's | 2 | 2021-22: 1.52; 2022-23: 1.5117; 2023-24: 1.495; 2024-25: 1.4782; 2025-26: 1.7051; 2026-27: 1.6931; 2027-28: 1.6811; 2028-29: 1.6691; 2029-30: 1.6609; 2030-31: 1.6526; 2031-32: 1.6474; 2032-33: 1.6421; 2033-34: 1.6369; 2034-35: 1.6316; 2035-36: 1.6264; 2036-37: 1.6211; 2037-38: 1.6159; 2038-39: 1.6106; 2039-40: 1.6054; 2040-41: 1.6001; 2041-42: 1.5949; 2042-43: 1.5896; 2043-44: 1.5844; 2044-45: 1.5791; 2045-46: 1.5739; 2046-47: 1.5686; 2047-48: 1.5634; 2048-49: 1.5581; 2049-50: 1.5529
33BL | All void non-households - properties | Input | 000's | 2 | 2021-22: 6.635; 2022-23: 6.4036; 2023-24: 6.4131; 2024-25: 6.4226; 2025-26: 5.1009; 2026-27: 5.1121; 2027-28: 5.1232; 2028-29: 5.1344; 2029-30: 5.1468; 2030-31: 5.1592; 2031-32: 5.1726; 2032-33: 5.186; 2033-34: 5.1994; 2034-35: 5.2128; 2035-36: 5.2254; 2036-37: 5.2381; 2037-38: 5.2507; 2038-39: 5.2634; 2039-40: 5.276; 2040-41: 5.2887; 2041-42: 5.3013; 2042-43: 5.314; 2043-44: 5.3266; 2044-45: 5.3393; 2045-46: 5.3519; 2046-47: 5.3646; 2047-48: 5.3772; 2048-49: 5.3899; 2049-50: 5.4025
34BL | Measured households - properties (excl. void) | Year before + sum (34.1BL:34.6BL) | 000's | 2 | 2021-22: 402.489; 2022-23: 414.1541; 2023-24: 431.401; 2024-25: 452.4189; 2025-26: 489.1862; 2026-27: 533.4607; 2027-28: 560.1527; 2028-29: 573.8111; 2029-30: 585.2769; 2030-31: 594.6152; 2031-32: 602.224; 2032-33: 609.2841; 2033-34: 615.5449; 2034-35: 622.4206; 2035-36: 628.5665; 2036-37: 634.0738; 2037-38: 639.7008; 2038-39: 645.4362; 2039-40: 651.2811; 2040-41: 657.232; 2041-42: 663.2972; 2042-43: 669.4745; 2043-44: 675.7632; 2044-45: 682.1643; 2045-46: 688.6708; 2046-47: 695.2846; 2047-48: 702.0049; 2048-49: 708.8303; 2049-50: 715.7589
34.1BL | New build properties - properties | Input (new builds in each year) | 000's | 2 | 2021-22: 4.592; 2022-23: 5.7447; 2023-24: 9.227; 2024-25: 10.2442; 2025-26: 11.1891; 2026-27: 11.2846; 2027-28: 10.965; 2028-29: 10.1319; 2029-30: 7.8722; 2030-31: 6.6895; 2031-32: 5.907; 2032-33: 5.3415; 2033-34: 4.5177; 2034-35: 5.1514; 2035-36: 5.2342; 2036-37: 5.3811; 2037-38: 5.5044; 2038-39: 5.6162; 2039-40: 5.729; 2040-41: 5.8383; 2041-42: 5.9561; 2042-43: 6.0716; 2043-44: 6.1865; 2044-45: 6.3022; 2045-46: 6.4109; 2046-47: 6.5215; 2047-48: 6.6312; 2048-49: 6.7396; 2049-50: 6.846
34.2BL | Meter optants - properties | Input (meter optants in each year) | 000's | 2 | 2021-22: 0; 2022-23: 5.9683; 2023-24: 8.3375; 2024-25: 11.0504; 2025-26: 26.4684; 2026-27: 34.4018; 2027-28: 16.6; 2028-29: 4; 2029-30: 4; 2030-31: 3; 2031-32: 2; 2032-33: 2; 2033-34: 2; 2034-35: 2; 2035-36: 1.195; 2036-37: 0.39; 2037-38: 0.39; 2038-39: 0.39; 2039-40: 0.39; 2040-41: 0.39; 2041-42: 0.39; 2042-43: 0.39; 2043-44: 0.39; 2044-45: 0.39; 2045-46: 0.39; 2046-47: 0.39; 2047-48: 0.39; 2048-49: 0.39; 2049-50: 0.39
34.3BL | Compulsory metering - properties | Input (compulsory meters in each year) | 000's | 2 | 2021-22: 0; 2022-23: 0; 2023-24: 0; 2024-25: 0; 2025-26: 0; 2026-27: 0.005; 2027-28: 0.005; 2028-29: 0.005; 2029-30: 0.005; 2030-31: 0.005; 2031-32: 0.005; 2032-33: 0.005; 2033-34: 0.005; 2034-35: 0.005; 2035-36: 0.005; 2036-37: 0.005; 2037-38: 0.005; 2038-39: 0.005; 2039-40: 0.005; 2040-41: 0.005; 2041-42: 0.005; 2042-43: 0.005; 2043-44: 0.005; 2044-45: 0.005; 2045-46: 0.005; 2046-47: 0.005; 2047-48: 0.005; 2048-49: 0.005; 2049-50: 0.005
34.4BL | Metering on change of occupancy - properties | Input (change of occupancy meters in each year) | 000's | 2 | 2021-22: 0; 2022-23: 0; 2023-24: 0; 2024-25: 0; 2025-26: 0; 2026-27: 0; 2027-28: 0; 2028-29: 0; 2029-30: 0; 2030-31: 0; 2031-32: 0; 2032-33: 0; 2033-34: 0; 2034-35: 0; 2035-36: 0; 2036-37: 0; 2037-38: 0; 2038-39: 0; 2039-40: 0; 2040-41: 0; 2041-42: 0; 2042-43: 0; 2043-44: 0; 2044-45: 0; 2045-46: 0; 2046-47: 0; 2047-48: 0; 2048-49: 0; 2049-50: 0
34.5BL | Selective metering - properties | Input (selective meters in each year) | 000's | 2 | 2021-22: 0.004; 2022-23: 0.13956; 2023-24: 0.256; 2024-25: 0.41249; 2025-26: 0.29655; 2026-27: 0.005; 2027-28: 0.005; 2028-29: 0.005; 2029-30: 0.005; 2030-31: 0.005; 2031-32: 0.005; 2032-33: 0.005; 2033-34: 0.005; 2034-35: 0.005; 2035-36: 0.005; 2036-37: 0.005; 2037-38: 0.005; 2038-39: 0.005; 2039-40: 0.005; 2040-41: 0.005; 2041-42: 0.005; 2042-43: 0.005; 2043-44: 0.005; 2044-45: 0.005; 2045-46: 0.005; 2046-47: 0.005; 2047-48: 0.005; 2048-49: 0.005; 2049-50: 0.005
34.6BL | Other changes to existing metering - properties | Input (other changes to meters in each year) | 000's | 2 | 2021-22: 0; 2022-23: -0.18746; 2023-24: -0.57356; 2024-25: -0.68913; 2025-26: -1.1868; 2026-27: -1.4219; 2027-28: -0.88302; 2028-29: -0.48358; 2029-30: -0.41639; 2030-31: -0.36119; 2031-32: -0.30818; 2032-33: -0.29137; 2033-34: -0.26687; 2034-35: -0.28572; 2035-36: -0.29335; 2036-37: -0.27378; 2037-38: -0.27745; 2038-39: -0.28077; 2039-40: -0.28413; 2040-41: -0.28738; 2041-42: -0.29088; 2042-43: -0.29431; 2043-44: -0.29773; 2044-45: -0.30117; 2045-46: -0.3044; 2046-47: -0.30769; 2047-48: -0.31095; 2048-49: -0.31418; 2049-50: -0.31734
34.7BL | Measured household void properties | Input | 000's | 2 | 2021-22: 12.55; 2022-23: 12.6925; 2023-24: 13.221; 2024-25: 13.8652; 2025-26: 14.9919; 2026-27: 16.3488; 2027-28: 17.1668; 2028-29: 17.5854; 2029-30: 17.9368; 2030-31: 18.223; 2031-32: 18.4562; 2032-33: 18.6726; 2033-34: 18.8644; 2034-35: 19.0751; 2035-36: 19.2635; 2036-37: 19.4323; 2037-38: 19.6047; 2038-39: 19.7805; 2039-40: 19.9596; 2040-41: 20.142; 2041-42: 20.3279; 2042-43: 20.5172; 2043-44: 20.7099; 2044-45: 20.9061; 2045-46: 21.1055; 2046-47: 21.3082; 2047-48: 21.5141; 2048-49: 21.7233; 2049-50: 21.9357
35BL | Unmeasured households - properties (excl. void) | Input | 000's | 2 | 2021-22: 233.909; 2022-23: 227.5735; 2023-24: 219.0856; 2024-25: 207.8154; 2025-26: 181.7461; 2026-27: 148.2717; 2027-28: 132.059; 2028-29: 128.0688; 2029-30: 124.0787; 2030-31: 121.0679; 2031-32: 119.0267; 2032-33: 116.9856; 2033-34: 114.9445; 2034-35: 112.9033; 2035-36: 111.6816; 2036-37: 111.2404; 2037-38: 110.7992; 2038-39: 110.358; 2039-40: 109.9168; 2040-41: 109.4756; 2041-42: 109.0344; 2042-43: 108.5932; 2043-44: 108.152; 2044-45: 107.7108; 2045-46: 107.2696; 2046-47: 106.8284; 2047-48: 106.3872; 2048-49: 105.946; 2049-50: 105.5048
35.1BL | Unmeasured household void properties | Input | 000's | 2 | 2021-22: 7.053; 2022-23: 7.1206; 2023-24: 6.855; 2024-25: 6.5024; 2025-26: 5.6867; 2026-27: 4.6393; 2027-28: 4.132; 2028-29: 4.0072; 2029-30: 3.8823; 2030-31: 3.7881; 2031-32: 3.7243; 2032-33: 3.6604; 2033-34: 3.5965; 2034-35: 3.5327; 2035-36: 3.4944; 2036-37: 3.4806; 2037-38: 3.4668; 2038-39: 3.453; 2039-40: 3.4392; 2040-41: 3.4254; 2041-42: 3.4116; 2042-43: 3.3978; 2043-44: 3.384; 2044-45: 3.3702; 2045-46: 3.3564; 2046-47: 3.3426; 2047-48: 3.3288; 2048-49: 3.315; 2049-50: 3.3012
36BL | Total Resource Zone Properties (incl. voids) | sum (31BL:34BL) + 34.7BL + 35BL + 35.1BL | 000's | 2 | 2019-20: 0; 2020-21: 0; 2021-22: 688.192; 2022-23: 693.8062; 2023-24: 702.9031; 2024-25: 713.0173; 2025-26: 724.1014; 2026-27: 735.2961; 2027-28: 746.1711; 2028-29: 756.218; 2029-30: 764.0102; 2030-31: 770.6197; 2031-32: 776.4506; 2032-33: 781.7161; 2033-34: 786.1578; 2034-35: 791.2332; 2035-36: 796.3965; 2036-37: 801.7066; 2037-38: 807.14; 2038-39: 812.6852; 2039-40: 818.3432; 2040-41: 824.1105; 2041-42: 829.9956; 2042-43: 835.9962; 2043-44: 842.1117; 2044-45: 848.3429; 2045-46: 854.6828; 2046-47: 861.1333; 2047-48: 867.6935; 2048-49: 874.3621; 2049-50: 881.137
37BL | Measured Non Household - Population | Input | 000's | 2 | 2021-22: 10.7818; 2022-23: 10.9428; 2023-24: 11.0934; 2024-25: 11.2388; 2025-26: 11.3435; 2026-27: 11.4827; 2027-28: 11.673; 2028-29: 11.8581; 2029-30: 12.0421; 2030-31: 12.2006; 2031-32: 12.4659; 2032-33: 12.738; 2033-34: 12.9289; 2034-35: 13.0761; 2035-36: 13.2008; 2036-37: 13.3158; 2037-38: 13.438; 2038-39: 13.5727; 2039-40: 13.7153; 2040-41: 13.8728; 2041-42: 14.0525; 2042-43: 14.2592; 2043-44: 14.4863; 2044-45: 14.7237; 2045-46: 14.9876; 2046-47: 15.2599; 2047-48: 15.5377; 2048-49: 15.823; 2049-50: 16.1035
38BL | Unmeasured Non Household - Population | Input | 000's | 2 | 2021-22: 2.0537; 2022-23: 2.0843; 2023-24: 2.113; 2024-25: 2.1407; 2025-26: 2.1607; 2026-27: 2.1872; 2027-28: 2.2234; 2028-29: 2.2587; 2029-30: 2.2937; 2030-31: 2.3239; 2031-32: 2.3745; 2032-33: 2.4263; 2033-34: 2.4626; 2034-35: 2.4907; 2035-36: 2.5144; 2036-37: 2.5363; 2037-38: 2.5596; 2038-39: 2.5853; 2039-40: 2.6124; 2040-41: 2.6424; 2041-42: 2.6767; 2042-43: 2.716; 2043-44: 2.7593; 2044-45: 2.8045; 2045-46: 2.8548; 2046-47: 2.9066; 2047-48: 2.9596; 2048-49: 3.0139; 2049-50: 3.0673
39BL | Measured Household - Population | Input | 000's | 2 | 2021-22: 934.7343; 2022-23: 962.9308; 2023-24: 1005.2434; 2024-25: 1057.0705; 2025-26: 1146.0102; 2026-27: 1249.8818; 2027-28: 1317.2743; 2028-29: 1352.072; 2029-30: 1381.9474; 2030-31: 1402.8558; 2031-32: 1422.9111; 2032-33: 1438.5471; 2033-34: 1455.3353; 2034-35: 1470.7718; 2035-36: 1486.5814; 2036-37: 1500.8857; 2037-38: 1515.9796; 2038-39: 1531.7483; 2039-40: 1548.1401; 2040-41: 1564.3727; 2041-42: 1580.8053; 2042-43: 1597.6334; 2043-44: 1615.3126; 2044-45: 1633.7225; 2045-46: 1652.413; 2046-47: 1671.3124; 2047-48: 1690.9003; 2048-49: 1710.9696; 2049-50: 1731.2601
40BL | Unmeasured Household - Population | Input | 000's | 2 | 2021-22: 830.3741; 2022-23: 812.5039; 2023-24: 789.068; 2024-25: 759.1445; 2025-26: 696.0232; 2026-27: 616.2612; 2027-28: 574.7905; 2028-29: 560.6811; 2029-30: 546.602; 2030-31: 534.757; 2031-32: 525.1554; 2032-33: 515.6252; 2033-34: 506.1545; 2034-35: 496.7564; 2035-36: 489.2106; 2036-37: 483.5427; 2037-38: 477.967; 2038-39: 472.4836; 2039-40: 467.0924; 2040-41: 461.7929; 2041-42: 456.5817; 2042-43: 451.457; 2043-44: 446.4176; 2044-45: 441.4637; 2045-46: 436.5953; 2046-47: 431.8107; 2047-48: 427.1079; 2048-49: 422.4867; 2049-50: 417.9461
41BL | Total Resource Zone Population | sum (37BL:40BL) | 000's | 2 | 2019-20: 0; 2020-21: 0; 2021-22: 1777.9438; 2022-23: 1788.4619; 2023-24: 1807.5178; 2024-25: 1829.5946; 2025-26: 1855.5376; 2026-27: 1879.8129; 2027-28: 1905.9613; 2028-29: 1926.8699; 2029-30: 1942.8852; 2030-31: 1952.1374; 2031-32: 1962.9069; 2032-33: 1969.3365; 2033-34: 1976.8813; 2034-35: 1983.095; 2035-36: 1991.5073; 2036-37: 2000.2806; 2037-38: 2009.9443; 2038-39: 2020.39; 2039-40: 2031.5602; 2040-41: 2042.6809; 2041-42: 2054.1162; 2042-43: 2066.0656; 2043-44: 2078.9758; 2044-45: 2092.7144; 2045-46: 2106.8508; 2046-47: 2121.2896; 2047-48: 2136.5054; 2048-49: 2152.2932; 2049-50: 2168.377
42BL | Average household occupancy rate (excl. voids) | (39BL + 40BL) / (34BL + 35BL) | h/prop | 1 | 2019-20: #DIV/0!; 2020-21: #DIV/0!; 2021-22: 2.7736; 2022-23: 2.7666; 2023-24: 2.7584; 2024-25: 2.7509; 2025-26: 2.7455; 2026-27: 2.7374; 2027-28: 2.7334; 2028-29: 2.7252; 2029-30: 2.7187; 2030-31: 2.7074; 2031-32: 2.701; 2032-33: 2.6907; 2033-34: 2.6852; 2034-35: 2.6757; 2035-36: 2.6691; 2036-37: 2.6625; 2037-38: 2.6568; 2038-39: 2.6518; 2039-40: 2.6474; 2040-41: 2.6427; 2041-42: 2.638; 2042-43: 2.6336; 2043-44: 2.63; 2044-45: 2.6272; 2045-46: 2.6246; 2046-47: 2.622; 2047-48: 2.62; 2048-49: 2.6185; 2049-50: 2.617
43BL | Total Household Metering penetration (excl. voids) | 34BL / (34BL + 35BL) | % | 1 | 2019-20: #DIV/0!; 2020-21: #DIV/0!; 2021-22: 63.24%; 2022-23: 64.54%; 2023-24: 66.32%; 2024-25: 68.52%; 2025-26: 72.91%; 2026-27: 78.25%; 2027-28: 80.92%; 2028-29: 81.75%; 2029-30: 82.51%; 2030-31: 83.08%; 2031-32: 83.5%; 2032-33: 83.89%; 2033-34: 84.26%; 2034-35: 84.65%; 2035-36: 84.91%; 2036-37: 85.07%; 2037-38: 85.24%; 2038-39: 85.4%; 2039-40: 85.56%; 2040-41: 85.72%; 2041-42: 85.88%; 2042-43: 86.04%; 2043-44: 86.2%; 2044-45: 86.36%; 2045-46: 86.52%; 2046-47: 86.68%; 2047-48: 86.84%; 2048-49: 87%; 2049-50: 87.15%
44BL | Total Household Metering penetration (incl. voids) | (34BL) / (34BL + 34.7BL + 35BL + 35.1BL) | % | 1 | 2019-20: #DIV/0!; 2020-21: #DIV/0!; 2021-22: 61.35%; 2022-23: 62.6%; 2023-24: 64.33%; 2024-25: 66.47%; 2025-26: 70.73%; 2026-27: 75.91%; 2027-28: 78.51%; 2028-29: 79.31%; 2029-30: 80.05%; 2030-31: 80.6%; 2031-32: 81.01%; 2032-33: 81.39%; 2033-34: 81.75%; 2034-35: 82.12%; 2035-36: 82.38%; 2036-37: 82.54%; 2037-38: 82.69%; 2038-39: 82.85%; 2039-40: 83.01%; 2040-41: 83.16%; 2041-42: 83.32%; 2042-43: 83.48%; 2043-44: 83.63%; 2044-45: 83.79%; 2045-46: 83.94%; 2046-47: 84.1%; 2047-48: 84.25%; 2048-49: 84.4%; 2049-50: 84.56%
45BL | Distribution input | sum (12BL:15BL) +21BL + 22BL + 27BL + 28BL | Ml/d | 2 | 2019-20: 0; 2020-21: 0; 2021-22: 496.5158; 2022-23: 488.4036; 2023-24: 486.0101; 2024-25: 481.8577; 2025-26: 483.6655; 2026-27: 482.6164; 2027-28: 482.9118; 2028-29: 486.1387; 2029-30: 488.0786; 2030-31: 488.9328; 2031-32: 489.6737; 2032-33: 490.1783; 2033-34: 490.6357; 2034-35: 490.7187; 2035-36: 491.0866; 2036-37: 491.3406; 2037-38: 491.8401; 2038-39: 492.5606; 2039-40: 493.871; 2040-41: 494.833; 2041-42: 496.1843; 2042-43: 497.6822; 2043-44: 499.2938; 2044-45: 501.036; 2045-46: 502.8173; 2046-47: 504.7194; 2047-48: 506.7115; 2048-49: 508.7972; 2049-50: 510.9108
46BL | Target headroom (climate change component) | Input | Ml/d | 2 | 2021-22: 0; 2022-23: 0; 2023-24: 0; 2024-25: 0; 2025-26: 0; 2026-27: 0; 2027-28: 0; 2028-29: 0; 2029-30: 0; 2030-31: 0; 2031-32: 0; 2032-33: 0; 2033-34: 0; 2034-35: 0; 2035-36: 0; 2036-37: 0; 2037-38: 0; 2038-39: 0; 2039-40: 0; 2040-41: 0; 2041-42: 0; 2042-43: 0; 2043-44: 0; 2044-45: 0; 2045-46: 0; 2046-47: 0; 2047-48: 0; 2048-49: 0; 2049-50: 0
47BL | Target headroom (All other components) | Input | Ml/d | 2 | 2021-22: 6.6341; 2022-23: 9.1907; 2023-24: 9.3256; 2024-25: 9.4249; 2025-26: 9.797; 2026-27: 9.4561; 2027-28: 9.185; 2028-29: 8.937; 2029-30: 8.7386; 2030-31: 8.5546; 2031-32: 8.1179; 2032-33: 8.0021; 2033-34: 8.0096; 2034-35: 7.8453; 2035-36: 7.8422; 2036-37: 7.8717; 2037-38: 7.9464; 2038-39: 8.0072; 2039-40: 8.1343; 2040-41: 8.2017; 2041-42: 8.3978; 2042-43: 8.7275; 2043-44: 9.0499; 2044-45: 9.2592; 2045-46: 9.6238; 2046-47: 9.9153; 2047-48: 10.1826; 2048-49: 10.4705; 2049-50: 10.8241
48BL | Target Headroom | 46BL + 47BL | Ml/d | 2 | 2019-20: 0; 2020-21: 0; 2021-22: 6.6341; 2022-23: 9.1907; 2023-24: 9.3256; 2024-25: 9.4249; 2025-26: 9.797; 2026-27: 9.4561; 2027-28: 9.185; 2028-29: 8.937; 2029-30: 8.7386; 2030-31: 8.5546; 2031-32: 8.1179; 2032-33: 8.0021; 2033-34: 8.0096; 2034-35: 7.8453; 2035-36: 7.8422; 2036-37: 7.8717; 2037-38: 7.9464; 2038-39: 8.0072; 2039-40: 8.1343; 2040-41: 8.2017; 2041-42: 8.3978; 2042-43: 8.7275; 2043-44: 9.0499; 2044-45: 9.2592; 2045-46: 9.6238; 2046-47: 9.9153; 2047-48: 10.1826; 2048-49: 10.4705; 2049-50: 10.8241
49BL | Available Headroom | 11BL - 45BL | Ml/d | 2 | 2019-20: 0; 2020-21: 0; 2021-22: -10.2; 2022-23: -2.0878; 2023-24: 0.30561; 2024-25: 4.1201; 2025-26: 1.9761; 2026-27: 1.2048; 2027-28: 0.57891; 2028-29: -2.9793; 2029-30: -5.2491; 2030-31: -11.4327; 2031-32: -12.5044; 2032-33: -13.3377; 2033-34: -14.1256; 2034-35: -12.7086; 2035-36: 6.9258; 2036-37: 6.6718; 2037-38: 6.1722; 2038-39: 5.4517; 2039-40: 4.1413; 2040-41: 1.1817; 2041-42: -0.16963; 2042-43: -1.6675; 2043-44: -3.2791; 2044-45: -5.0213; 2045-46: -6.8026; 2046-47: -8.7047; 2047-48: -10.6945; 2048-49: -12.7802; 2049-50: -14.8938
49.1BL | Available non-potable balance (if applicable) | 1.1BL -12.1BL | Ml/d | 2 | 2019-20: 0; 2020-21: 0; 2021-22: 0; 2022-23: 0; 2023-24: 0; 2024-25: 0; 2025-26: 0; 2026-27: 0; 2027-28: 0; 2028-29: 0; 2029-30: 0; 2030-31: 0; 2031-32: 0; 2032-33: 0; 2033-34: 0; 2034-35: 0; 2035-36: 0; 2036-37: 0; 2037-38: 0; 2038-39: 0; 2039-40: 0; 2040-41: 0; 2041-42: 0; 2042-43: 0; 2043-44: 0; 2044-45: 0; 2045-46: 0; 2046-47: 0; 2047-48: 0; 2048-49: 0; 2049-50: 0
50BL | Supply Demand Balance |  | Ml/d | 2 | 2019-20: 0; 2020-21: 0; 2021-22: -16.8341; 2022-23: -11.2785; 2023-24: -9.02; 2024-25: -5.3048; 2025-26: -7.8209; 2026-27: -8.2513; 2027-28: -8.6061; 2028-29: -11.9163; 2029-30: -13.9876; 2030-31: -19.9873; 2031-32: -20.6223; 2032-33: -21.3398; 2033-34: -22.1352; 2034-35: -20.5539; 2035-36: -0.91637; 2036-37: -1.1999; 2037-38: -1.7742; 2038-39: -2.5555; 2039-40: -3.993; 2040-41: -7.0201; 2041-42: -8.5674; 2042-43: -10.395; 2043-44: -12.329; 2044-45: -14.2805; 2045-46: -16.4264; 2046-47: -18.6201; 2047-48: -20.8771; 2048-49: -23.2507; 2049-50: -25.718
Table 3e: DYCP - Final plan Options | Back to top of sheet
WRMP24 reference | Option type | Cat ID | Unit | Decimal places | 2019-20 | 2020-21 | 2021-22 | 2022-23 | 2023-24 | 2024-25 | 2025-26 | 2026-27 | 2027-28 | 2028-29 | 2029-30 | 2030-31 | 2031-32 | 2032-33 | 2033-34 | 2034-35 | 2035-36 | 2036-37 | 2037-38 | 2038-39 | 2039-40 | 2040-41 | 2041-42 | 2042-43 | 2043-44 | 2044-45 | 2045-46 | 2046-47 | 2047-48 | 2048-49 | 2049-50 | 2050-51 | 2051-52 | 2052-53 | 2053-54 | 2054-55 | 2055-56 | 2056-57 | 2057-58 | 2058-59 | 2059-60 | 2060-61 | 2061-62 | 2062-63 | 2063-64 | 2064-65 | 2065-66 | 2066-67 | 2067-68 | 2068-69 | 2069-70 | 2070-71 | 2071-72 | 2072-73 | 2073-74 | 2074-75 | 2075-76 | 2076-77 | 2077-78 | 2078-79 | 2079-80 | 2080-81 | 2081-82 | 2082-83 | 2083-84 | 2084-85 | 2085-86 | 2086-87 | 2087-88 | 2088-89 | 2089-90 | 2090-91 | 2091-92 | 2092-93 | 2093-94 | 2094-95 | 2095-96 | 2096-97 | 2097-98 | 2098-99 | 2099-100
1.11FP | Non potable supplies input reductions as -ve and increases as +ve | RSNPS | Ml/d | 2 | 2021-22: 0; 2022-23: 0; 2023-24: 0; 2024-25: 0; 2025-26: 0; 2026-27: 0; 2027-28: 0; 2028-29: 0; 2029-30: 0; 2030-31: 0; 2031-32: 0; 2032-33: 0; 2033-34: 0; 2034-35: 0; 2035-36: 0; 2036-37: 0; 2037-38: 0; 2038-39: 0; 2039-40: 0; 2040-41: 0; 2041-42: 0; 2042-43: 0; 2043-44: 0; 2044-45: 0; 2045-46: 0; 2046-47: 0; 2047-48: 0; 2048-49: 0; 2049-50: 0
2.1FP | Raw water imports | RSRWI | Ml/d | 2 | 2021-22: 0; 2022-23: 0; 2023-24: 0; 2024-25: 0; 2025-26: 0; 2026-27: 0; 2027-28: 0; 2028-29: 0; 2029-30: 0; 2030-31: 0; 2031-32: 0; 2032-33: 0; 2033-34: 0; 2034-35: 0; 2035-36: 0; 2036-37: 0; 2037-38: 0; 2038-39: 0; 2039-40: 0; 2040-41: 0; 2041-42: 0; 2042-43: 0; 2043-44: 0; 2044-45: 0; 2045-46: 0; 2046-47: 0; 2047-48: 0; 2048-49: 0; 2049-50: 0
3.1FP | Potable water imports input reductions as -ve | RSPWI | Ml/d | 2 | 2021-22: 0; 2022-23: 0; 2023-24: 0; 2024-25: 0; 2025-26: 0; 2026-27: 0; 2027-28: 0; 2028-29: 0; 2029-30: 0; 2030-31: 0; 2031-32: 0; 2032-33: 0; 2033-34: 0; 2034-35: 0; 2035-36: 0; 2036-37: 0; 2037-38: 0; 2038-39: 0; 2039-40: 0; 2040-41: 0; 2041-42: 0; 2042-43: 0; 2043-44: 0; 2044-45: 0; 2045-46: 0; 2046-47: 0; 2047-48: 0; 2048-49: 0; 2049-50: 0
4.1FP | Raw water exports input reductions as +ve and increases as -ve | RSRWE | Ml/d | 2 | 2021-22: 0; 2022-23: 0; 2023-24: 0; 2024-25: 0; 2025-26: 0; 2026-27: 0; 2027-28: -3.5; 2028-29: -3.5; 2029-30: -3.5; 2030-31: -3.5; 2031-32: -3.5; 2032-33: -3.5; 2033-34: -3.5; 2034-35: 0; 2035-36: 0; 2036-37: 0; 2037-38: 0; 2038-39: 0; 2039-40: 0; 2040-41: 0; 2041-42: 0; 2042-43: 0; 2043-44: 0; 2044-45: 0; 2045-46: 0; 2046-47: 0; 2047-48: 0; 2048-49: 0; 2049-50: 0
5.1FP | Potable water exports input reductions as +ve and increases as -ve | RSPWE | Ml/d | 2 | 2021-22: 0; 2022-23: 0; 2023-24: 0; 2024-25: 0; 2025-26: 0; 2026-27: 0; 2027-28: 0; 2028-29: 0; 2029-30: 0; 2030-31: 0; 2031-32: 0; 2032-33: 0; 2033-34: 0; 2034-35: 0; 2035-36: 0; 2036-37: 0; 2037-38: 0; 2038-39: 0; 2039-40: 0; 2040-41: 0; 2041-42: 0; 2042-43: 0; 2043-44: 0; 2044-45: 0; 2045-46: 0; 2046-47: 0; 2047-48: 0; 2048-49: 0; 2049-50: 0
6.2FP | DO benefit from increase raw water abstractions | RSRWA | Ml/d | 2 | 2021-22: 0; 2022-23: 0; 2023-24: 0; 2024-25: 0; 2025-26: 0; 2026-27: 0; 2027-28: 0; 2028-29: 0; 2029-30: 0; 2030-31: 0; 2031-32: 0; 2032-33: 0; 2033-34: 0; 2034-35: 0; 2035-36: 0; 2036-37: 0; 2037-38: 0; 2038-39: 0; 2039-40: 0; 2040-41: 0; 2041-42: 0; 2042-43: 0; 2043-44: 0; 2044-45: 0; 2045-46: 0; 2046-47: 0; 2047-48: 0; 2048-49: 0; 2049-50: 0
6.3FP | Other options to increase deployable output | RSIPO | Ml/d | 2 | 2021-22: 0; 2022-23: 0; 2023-24: 0; 2024-25: 0; 2025-26: 0; 2026-27: 0; 2027-28: 10; 2028-29: 10; 2029-30: 10; 2030-31: 10; 2031-32: 10; 2032-33: 10; 2033-34: 10; 2034-35: 10; 2035-36: 10; 2036-37: 10; 2037-38: 10; 2038-39: 10; 2039-40: 10; 2040-41: 10; 2041-42: 10; 2042-43: 10; 2043-44: 10; 2044-45: 10; 2045-46: 10; 2046-47: 10; 2047-48: 10; 2048-49: 10; 2049-50: 10
7.01FP | DO benefit from supply side drought measures | RSDPS | Ml/d | 2 | 2021-22: 0; 2022-23: 0; 2023-24: 0; 2024-25: 0; 2025-26: 0; 2026-27: 0; 2027-28: 0; 2028-29: 0; 2029-30: 0; 2030-31: 0; 2031-32: 0; 2032-33: 0; 2033-34: 0; 2034-35: 0; 2035-36: 0; 2036-37: 0; 2037-38: 0; 2038-39: 0; 2039-40: 0; 2040-41: 0; 2041-42: 0; 2042-43: 0; 2043-44: 0; 2044-45: 0; 2045-46: 0; 2046-47: 0; 2047-48: 0; 2048-49: 0; 2049-50: 0
7.02FP | DO benefit from demand side drought measures | RSDPD | Ml/d | 2 | 2021-22: 16; 2022-23: 16; 2023-24: 16; 2024-25: 16; 2025-26: 16; 2026-27: 16; 2027-28: 16; 2028-29: 16; 2029-30: 16; 2030-31: 16; 2031-32: 16; 2032-33: 16; 2033-34: 16; 2034-35: 16; 2035-36: 16; 2036-37: 16; 2037-38: 16; 2038-39: 16; 2039-40: 16; 2040-41: 16; 2041-42: 16; 2042-43: 16; 2043-44: 16; 2044-45: 16; 2045-46: 16; 2046-47: 16; 2047-48: 16; 2048-49: 16; 2049-50: 16
8.1FP | Reduce raw water losses and operational use input as -ve | RSLOU | Ml/d | 2 | 2021-22: 0; 2022-23: 0; 2023-24: 0; 2024-25: 0; 2025-26: 0; 2026-27: 0; 2027-28: 0; 2028-29: 0; 2029-30: 0; 2030-31: 0; 2031-32: 0; 2032-33: 0; 2033-34: 0; 2034-35: 0; 2035-36: 0; 2036-37: 0; 2037-38: 0; 2038-39: 0; 2039-40: 0; 2040-41: 0; 2041-42: 0; 2042-43: 0; 2043-44: 0; 2044-45: 0; 2045-46: 0; 2046-47: 0; 2047-48: 0; 2048-49: 0; 2049-50: 0
8.2FP | Reduce treatment works losses input as -ve | PSTWL | Ml/d | 2 | 2021-22: 0; 2022-23: 0; 2023-24: 0; 2024-25: 0; 2025-26: 0; 2026-27: 0; 2027-28: 0.33; 2028-29: 0.33; 2029-30: 0.33; 2030-31: 0.33; 2031-32: 0.33; 2032-33: 0.33; 2033-34: 0.33; 2034-35: 0.5; 2035-36: 0.5; 2036-37: 0.5; 2037-38: 0.5; 2038-39: 0.5; 2039-40: 0.5; 2040-41: 0.5; 2041-42: 0.5; 2042-43: 0.5; 2043-44: 0.5; 2044-45: 0.5; 2045-46: 0.5; 2046-47: 0.5; 2047-48: 0.5; 2048-49: 0.5; 2049-50: 0.5
9.1FP | Reduce outages input as -ve | PSROU | Ml/d | 2 | 2021-22: 0; 2022-23: 0; 2023-24: 0; 2024-25: 0; 2025-26: 0; 2026-27: 0; 2027-28: 0; 2028-29: 0; 2029-30: 0; 2030-31: 0; 2031-32: 0; 2032-33: 0; 2033-34: 0; 2034-35: 0; 2035-36: 0; 2036-37: 0; 2037-38: 0; 2038-39: 0; 2039-40: 0; 2040-41: 0; 2041-42: 0; 2042-43: 0; 2043-44: 0; 2044-45: 0; 2045-46: 0; 2046-47: 0; 2047-48: 0; 2048-49: 0; 2049-50: 0
12.2FP | Change volume delivered to measured non households input reductions as -ve, line to include both measured non-household consumption and USPL options | CVMNH | Ml/d | 2 | 2021-22: 0; 2022-23: 0; 2023-24: 0; 2024-25: 0; 2025-26: -0.22042; 2026-27: -0.43846; 2027-28: -0.65667; 2028-29: -0.875; 2029-30: -1.0947; 2030-31: -1.5959; 2031-32: -2.0984; 2032-33: -2.6009; 2033-34: -3.1034; 2034-35: -3.6059; 2035-36: -4.0812; 2036-37: -4.5565; 2037-38: -5.0318; 2038-39: -5.0365; 2039-40: -5.0413; 2040-41: -5.0461; 2041-42: -5.0509; 2042-43: -5.0557; 2043-44: -5.0606; 2044-45: -5.0655; 2045-46: -5.0704; 2046-47: -5.0753; 2047-48: -5.0803; 2048-49: -5.0853; 2049-50: -5.0903
13.1FP | Change volume delivered to unmeasured non households input reductions as -ve, line to include both unmeasured non-household consumption and USPL options | CVUNH | Ml/d | 2 | 2021-22: 0; 2022-23: 0; 2023-24: 0; 2024-25: 0; 2025-26: -0.090252; 2026-27: -0.26928; 2027-28: -0.44722; 2028-29: -0.62501; 2029-30: -0.75758; 2030-31: -0.7999; 2031-32: -0.79714; 2032-33: -0.79438; 2033-34: -0.79162; 2034-35: -0.78886; 2035-36: -0.7861; 2036-37: -0.78334; 2037-38: -0.78058; 2038-39: -0.77782; 2039-40: -0.77506; 2040-41: -0.7723; 2041-42: -0.76953; 2042-43: -0.76677; 2043-44: -0.76401; 2044-45: -0.76124; 2045-46: -0.75848; 2046-47: -0.75572; 2047-48: -0.75295; 2048-49: -0.75019; 2049-50: -0.74742
14.1FP | Change volume delivered to measured households input reductions as -ve, line to include both measured household consumption and USPL options | CVMHH | Ml/d | 2 | 2021-22: 0; 2022-23: 0; 2023-24: 0; 2024-25: 0; 2025-26: 6.8394; 2026-27: 19.9435; 2027-28: 26.2801; 2028-29: 30.061; 2029-30: 34.5058; 2030-31: 38.3212; 2031-32: 41.3226; 2032-33: 44.2274; 2033-34: 46.2043; 2034-35: 48.1353; 2035-36: 47.7135; 2036-37: 43.6598; 2037-38: 39.4414; 2038-39: 35.2407; 2039-40: 31.0354; 2040-41: 26.9534; 2041-42: 22.8535; 2042-43: 18.779; 2043-44: 15.6606; 2044-45: 12.5351; 2045-46: 11.2583; 2046-47: 10.0083; 2047-48: 8.743; 2048-49: 7.4784; 2049-50: 6.2173
15.1FP | Change volume delivered to unmeasured households input reductions as -ve, line to include both unmeasured household consumption and USPL options | CVUHH | Ml/d | 2 | 2021-22: 0; 2022-23: 0; 2023-24: 0; 2024-25: 0; 2025-26: -10.9508; 2026-27: -28.117; 2027-28: -39.1756; 2028-29: -48.2652; 2029-30: -58.0869; 2030-31: -67.0529; 2031-32: -75.1269; 2032-33: -82.9749; 2033-34: -90.6573; 2034-35: -98.1299; 2035-36: -101.3588; 2036-37: -100.4394; 2037-38: -99.5293; 2038-39: -98.6453; 2039-40: -97.7632; 2040-41: -96.8964; 2041-42: -96.0379; 2042-43: -95.2111; 2043-44: -94.3659; 2044-45: -93.5365; 2045-46: -92.6663; 2046-47: -91.8279; 2047-48: -90.9971; 2048-49: -90.1817; 2049-50: -89.3733
21.1FP | Options to reduce water taken unbilled input as -ve | CSWTU | Ml/d | 2 | 2021-22: 0; 2022-23: 0; 2023-24: 0; 2024-25: 0; 2025-26: 0.00063424; 2026-27: 0.0018253; 2027-28: 0.0029594; 2028-29: 0.0041344; 2029-30: 0.0050748; 2030-31: 0.0054938; 2031-32: 0.0056465; 2032-33: 0.0057992; 2033-34: 0.005952; 2034-35: 0.0061047; 2035-36: 0.0061697; 2036-37: 0.0061471; 2037-38: 0.0061245; 2038-39: 0.0061019; 2039-40: 0.0060792; 2040-41: 0.0060566; 2041-42: 0.006034; 2042-43: 0.0060114; 2043-44: 0.0059887; 2044-45: 0.0059661; 2045-46: 0.0059435; 2046-47: 0.0059209; 2047-48: 0.0058983; 2048-49: 0.0058756; 2049-50: 0.005853
22.1FP | Reduce distribution system operational use (DSOU) input as -ve | DSDOU | Ml/d | 2 | 2021-22: 0; 2022-23: 0; 2023-24: 0; 2024-25: 0; 2025-26: 0; 2026-27: 0; 2027-28: 0; 2028-29: 0; 2029-30: 0; 2030-31: 0; 2031-32: 0; 2032-33: 0; 2033-34: 0; 2034-35: 0; 2035-36: 0; 2036-37: 0; 2037-38: 0; 2038-39: 0; 2039-40: 0; 2040-41: 0; 2041-42: 0; 2042-43: 0; 2043-44: 0; 2044-45: 0; 2045-46: 0; 2046-47: 0; 2047-48: 0; 2048-49: 0; 2049-50: 0
23.1FP | Options impacting on measured Non Household - USPL input reductions as -ve | CUMNH | Ml/d | 2 | 2021-22: 0; 2022-23: 0; 2023-24: 0; 2024-25: 0; 2025-26: -0.0013128; 2026-27: -0.0006799; 2027-28: -0.00017454; 2028-29: 0.00022501; 2029-30: -0.00047079; 2030-31: -0.0032091; 2031-32: -0.0069582; 2032-33: -0.010728; 2033-34: -0.01452; 2034-35: -0.018332; 2035-36: -0.02216; 2036-37: -0.026008; 2037-38: -0.029875; 2038-39: -0.033763; 2039-40: -0.037671; 2040-41: -0.041598; 2041-42: -0.045546; 2042-43: -0.049514; 2043-44: -0.053502; 2044-45: -0.05751; 2045-46: -0.061538; 2046-47: -0.065586; 2047-48: -0.069655; 2048-49: -0.073743; 2049-50: -0.077851
24.1FP | Options impacting on unmeasured Non Household - USPL input reductions as -ve | CUUNH | Ml/d | 2 | 2021-22: 0; 2022-23: 0; 2023-24: 0; 2024-25: 0; 2025-26: -0.0037845; 2026-27: -0.010793; 2027-28: -0.017623; 2028-29: -0.024311; 2029-30: -0.029237; 2030-31: -0.030844; 2031-32: -0.03083; 2032-33: -0.030816; 2033-34: -0.030801; 2034-35: -0.030786; 2035-36: -0.030771; 2036-37: -0.030755; 2037-38: -0.030739; 2038-39: -0.030723; 2039-40: -0.030706; 2040-41: -0.030689; 2041-42: -0.030672; 2042-43: -0.030654; 2043-44: -0.030636; 2044-45: -0.030617; 2045-46: -0.030598; 2046-47: -0.030579; 2047-48: -0.030559; 2048-49: -0.030539; 2049-50: -0.030519
25.1FP | Options impacting on measured Household - USPL input reductions as -ve | CUMHH | Ml/d | 2 | 2021-22: 0; 2022-23: 0; 2023-24: 0; 2024-25: 0; 2025-26: -0.071021; 2026-27: -0.19288; 2027-28: -0.27803; 2028-29: -0.28205; 2029-30: -0.27729; 2030-31: -0.27501; 2031-32: -0.27583; 2032-33: -0.27972; 2033-34: -0.28629; 2034-35: -0.2967; 2035-36: -0.35105; 2036-37: -0.4477; 2037-38: -0.54555; 2038-39: -0.6446; 2039-40: -0.7449; 2040-41: -0.84647; 2041-42: -0.94935; 2042-43: -1.0536; 2043-44: -1.1592; 2044-45: -1.2663; 2045-46: -1.3747; 2046-47: -1.4847; 2047-48: -1.5962; 2048-49: -1.7092; 2049-50: -1.8237
26.1FP | Options impacting on unmeasured Household - USPL input reductions as -ve | CUUHH | Ml/d | 2 | 2021-22: 0; 2022-23: 0; 2023-24: 0; 2024-25: 0; 2025-26: -0.21708; 2026-27: -0.48494; 2027-28: -0.673; 2028-29: -0.9174; 2029-30: -1.1855; 2030-31: -1.4383; 2031-32: -1.674; 2032-33: -1.9038; 2033-34: -2.1278; 2034-35: -2.3458; 2035-36: -2.4494; 2036-37: -2.4428; 2037-38: -2.4362; 2038-39: -2.4295; 2039-40: -2.4228; 2040-41: -2.416; 2041-42: -2.4093; 2042-43: -2.4025; 2043-44: -2.3957; 2044-45: -2.3888; 2045-46: -2.3819; 2046-47: -2.375; 2047-48: -2.368; 2048-49: -2.3611; 2049-50: -2.354
27.1FP | Options impacting on Void properties - USPL input reductions as -ve | CUVPP | Ml/d | 2 | 2021-22: 0; 2022-23: 0; 2023-24: 0; 2024-25: 0; 2025-26: -0.00063424; 2026-27: -0.0018253; 2027-28: -0.0029594; 2028-29: -0.0041344; 2029-30: -0.0050748; 2030-31: -0.0054938; 2031-32: -0.0056465; 2032-33: -0.0057992; 2033-34: -0.005952; 2034-35: -0.0061047; 2035-36: -0.0061697; 2036-37: -0.0061471; 2037-38: -0.0061245; 2038-39: -0.0061019; 2039-40: -0.0060792; 2040-41: -0.0060566; 2041-42: -0.006034; 2042-43: -0.0060114; 2043-44: -0.0059887; 2044-45: -0.0059661; 2045-46: -0.0059435; 2046-47: -0.0059209; 2047-48: -0.0058983; 2048-49: -0.0058756; 2049-50: -0.005853
28.1FP | Reduce distribution losses input as -ve | DSRDL | Ml/d | 2 | 2021-22: 0; 2022-23: 0; 2023-24: 0; 2024-25: 0; 2025-26: -0.20074; 2026-27: -0.29801; 2027-28: -0.51191; 2028-29: -0.75059; 2029-30: -0.97523; 2030-31: -1.2145; 2031-32: -1.4687; 2032-33: -1.7257; 2033-34: -1.9858; 2034-35: -2.2479; 2035-36: -2.5807; 2036-37: -2.9814; 2037-38: -3.3809; 2038-39: -3.7793; 2039-40: -4.1764; 2040-41: -4.5722; 2041-42: -4.9668; 2042-43: -5.36; 2043-44: -5.7518; 2044-45: -6.1422; 2045-46: -6.5312; 2046-47: -6.9187; 2047-48: -7.3047; 2048-49: -7.6892; 2049-50: -8.0722
Table 3f: DYCP - Final plan | Back to top of sheet
WRMP24 reference | Component | Derivation | Unit | Decimal places | 2019-20 | 2020-21 | 2021-22 | 2022-23 | 2023-24 | 2024-25 | 2025-26 | 2026-27 | 2027-28 | 2028-29 | 2029-30 | 2030-31 | 2031-32 | 2032-33 | 2033-34 | 2034-35 | 2035-36 | 2036-37 | 2037-38 | 2038-39 | 2039-40 | 2040-41 | 2041-42 | 2042-43 | 2043-44 | 2044-45 | 2045-46 | 2046-47 | 2047-48 | 2048-49 | 2049-50 | 2050-51 | 2051-52 | 2052-53 | 2053-54 | 2054-55 | 2055-56 | 2056-57 | 2057-58 | 2058-59 | 2059-60 | 2060-61 | 2061-62 | 2062-63 | 2063-64 | 2064-65 | 2065-66 | 2066-67 | 2067-68 | 2068-69 | 2069-70 | 2070-71 | 2071-72 | 2072-73 | 2073-74 | 2074-75 | 2075-76 | 2076-77 | 2077-78 | 2078-79 | 2079-80 | 2080-81 | 2081-82 | 2082-83 | 2083-84 | 2084-85 | 2085-86 | 2086-87 | 2087-88 | 2088-89 | 2089-90 | 2090-91 | 2091-92 | 2092-93 | 2093-94 | 2094-95 | 2095-96 | 2096-97 | 2097-98 | 2098-99 | 2099-100
1FP | Raw water abstracted | Input | Ml/d | 2 | 2021-22: 474.2897; 2022-23: 465.6976; 2023-24: 465.4618; 2024-25: 459.3745; 2025-26: 455.7003; 2026-27: 452.2512; 2027-28: 448.2712; 2028-29: 445.4618; 2029-30: 442.3994; 2030-31: 439.1585; 2031-32: 435.4313; 2032-33: 432.1826; 2033-34: 428.144; 2034-35: 424.1233; 2035-36: 421.0832; 2036-37: 418.308; 2037-38: 415.6224; 2038-39: 413.1186; 2039-40: 411.1473; 2040-41: 409.0592; 2041-42: 407.0844; 2042-43: 405.1952; 2043-44: 404.1954; 2044-45: 403.2852; 2045-46: 404.1284; 2046-47: 404.9999; 2047-48: 405.8566; 2048-49: 406.7874; 2049-50: 407.7237
1.1FP | Non-potable water supplies | 1.1BL + 1.11FP | Ml/d | 2 | 2019-20: 0; 2020-21: 0; 2021-22: 0; 2022-23: 0; 2023-24: 0; 2024-25: 0; 2025-26: 0; 2026-27: 0; 2027-28: 0; 2028-29: 0; 2029-30: 0; 2030-31: 0; 2031-32: 0; 2032-33: 0; 2033-34: 0; 2034-35: 0; 2035-36: 0; 2036-37: 0; 2037-38: 0; 2038-39: 0; 2039-40: 0; 2040-41: 0; 2041-42: 0; 2042-43: 0; 2043-44: 0; 2044-45: 0; 2045-46: 0; 2046-47: 0; 2047-48: 0; 2048-49: 0; 2049-50: 0
2FP | Raw water imported | 2BL + 2.1FP | Ml/d | 2 | 2019-20: 0; 2020-21: 0; 2021-22: 0; 2022-23: 0; 2023-24: 0; 2024-25: 0; 2025-26: 0; 2026-27: 0; 2027-28: 0; 2028-29: 0; 2029-30: 0; 2030-31: 0; 2031-32: 0; 2032-33: 0; 2033-34: 0; 2034-35: 0; 2035-36: 0; 2036-37: 0; 2037-38: 0; 2038-39: 0; 2039-40: 0; 2040-41: 0; 2041-42: 0; 2042-43: 0; 2043-44: 0; 2044-45: 0; 2045-46: 0; 2046-47: 0; 2047-48: 0; 2048-49: 0; 2049-50: 0
3FP | Potable water imported | 3BL + 3.1FP | Ml/d | 2 | 2019-20: 0; 2020-21: 0; 2021-22: 1; 2022-23: 1; 2023-24: 1; 2024-25: 1; 2025-26: 1; 2026-27: 1; 2027-28: 1; 2028-29: 1; 2029-30: 1; 2030-31: 1; 2031-32: 1; 2032-33: 1; 2033-34: 1; 2034-35: 1; 2035-36: 1; 2036-37: 1; 2037-38: 1; 2038-39: 1; 2039-40: 1; 2040-41: 1; 2041-42: 1; 2042-43: 1; 2043-44: 1; 2044-45: 1; 2045-46: 1; 2046-47: 1; 2047-48: 1; 2048-49: 1; 2049-50: 1
4FP | Raw water exported enter as -ve | 4BL + 4.1FP | Ml/d | 2 | 2019-20: 0; 2020-21: 0; 2021-22: -20; 2022-23: -20; 2023-24: -20; 2024-25: -20; 2025-26: -20; 2026-27: -20; 2027-28: -23.5; 2028-29: -23.5; 2029-30: -23.5; 2030-31: -23.5; 2031-32: -23.5; 2032-33: -23.5; 2033-34: -23.5; 2034-35: -20; 2035-36: 0; 2036-37: 0; 2037-38: 0; 2038-39: 0; 2039-40: 0; 2040-41: 0; 2041-42: 0; 2042-43: 0; 2043-44: 0; 2044-45: 0; 2045-46: 0; 2046-47: 0; 2047-48: 0; 2048-49: 0; 2049-50: 0
5FP | Potable water exported enter as -ve | 5BL + 5.1FP | Ml/d | 2 | 2019-20: 0; 2020-21: 0; 2021-22: -8.0014; 2022-23: -8.0014; 2023-24: -8.0014; 2024-25: -8.3394; 2025-26: -8.6755; 2026-27: -10.4959; 2027-28: -10.8264; 2028-29: -11.1577; 2029-30: -11.4876; 2030-31: -11.817; 2031-32: -12.1478; 2032-33: -12.4765; 2033-34: -12.8071; 2034-35: -11.3071; 2035-36: -11.3048; 2036-37: -11.3048; 2037-38: -11.3048; 2038-39: -11.3048; 2039-40: -11.3048; 2040-41: -11.3024; 2041-42: -11.3024; 2042-43: -11.3024; 2043-44: -11.3024; 2044-45: -11.3024; 2045-46: -11.3024; 2046-47: -11.3024; 2047-48: -11.3001; 2048-49: -11.3001; 2049-50: -11.3001
6.1FP | Deployable Output post forecast changes | 6.1BL + 6.2FP + 6.3FP +7.01FP +7.02FP | Ml/d | 2 | 2019-20: 0; 2020-21: 0; 2021-22: 617.5; 2022-23: 617.5; 2023-24: 617.5; 2024-25: 617.5; 2025-26: 617.5; 2026-27: 617.5; 2027-28: 627.5; 2028-29: 627.5; 2029-30: 627.5; 2030-31: 622.5; 2031-32: 622.5; 2032-33: 622.5; 2033-34: 622.5; 2034-35: 622.5; 2035-36: 622.5; 2036-37: 622.5; 2037-38: 622.5; 2038-39: 622.5; 2039-40: 622.5; 2040-41: 620.5; 2041-42: 620.5; 2042-43: 620.5; 2043-44: 620.5; 2044-45: 620.5; 2045-46: 620.5; 2046-47: 620.5; 2047-48: 620.5; 2048-49: 620.5; 2049-50: 620.5
8FP | Raw water losses, treatment works losses and operational use | 8BL + 8.1FP + 8.2FP | Ml/d | 2 | 2019-20: 0; 2020-21: 0; 2021-22: 0.14289; 2022-23: 0.14289; 2023-24: 0.14289; 2024-25: 0.14289; 2025-26: 0.14289; 2026-27: 0.14289; 2027-28: 0.47289; 2028-29: 0.47289; 2029-30: 0.47289; 2030-31: 0.47289; 2031-32: 0.47289; 2032-33: 0.47289; 2033-34: 0.47289; 2034-35: 0.64289; 2035-36: 0.64289; 2036-37: 0.64289; 2037-38: 0.64289; 2038-39: 0.64289; 2039-40: 0.64289; 2040-41: 0.64289; 2041-42: 0.64289; 2042-43: 0.64289; 2043-44: 0.64289; 2044-45: 0.64289; 2045-46: 0.64289; 2046-47: 0.64289; 2047-48: 0.64289; 2048-49: 0.64289; 2049-50: 0.64289
9FP | Total Outage Allowance | 9BL + 9.1FP | Ml/d | 2 | 2019-20: 0; 2020-21: 0; 2021-22: 88.04; 2022-23: 88.04; 2023-24: 88.04; 2024-25: 88.04; 2025-26: 88.04; 2026-27: 88.04; 2027-28: 88.04; 2028-29: 88.04; 2029-30: 88.04; 2030-31: 88.04; 2031-32: 88.04; 2032-33: 88.04; 2033-34: 88.04; 2034-35: 88.04; 2035-36: 88.04; 2036-37: 88.04; 2037-38: 88.04; 2038-39: 88.04; 2039-40: 88.04; 2040-41: 88.04; 2041-42: 88.04; 2042-43: 88.04; 2043-44: 88.04; 2044-45: 88.04; 2045-46: 88.04; 2046-47: 88.04; 2047-48: 88.04; 2048-49: 88.04; 2049-50: 88.04
10FP | Water Available For Use (own sources) | (6.1FP) - (8FP + 9FP) | Ml/d | 2 | 2019-20: 0; 2020-21: 0; 2021-22: 529.3171; 2022-23: 529.3171; 2023-24: 529.3171; 2024-25: 529.3171; 2025-26: 529.3171; 2026-27: 529.3171; 2027-28: 538.9871; 2028-29: 538.9871; 2029-30: 538.9871; 2030-31: 533.9871; 2031-32: 533.9871; 2032-33: 533.9871; 2033-34: 533.9871; 2034-35: 533.8171; 2035-36: 533.8171; 2036-37: 533.8171; 2037-38: 533.8171; 2038-39: 533.8171; 2039-40: 533.8171; 2040-41: 531.8171; 2041-42: 531.8171; 2042-43: 531.8171; 2043-44: 531.8171; 2044-45: 531.8171; 2045-46: 531.8171; 2046-47: 531.8171; 2047-48: 531.8171; 2048-49: 531.8171; 2049-50: 531.8171
11FP | Total Water Available For Use | 10FP + sum (2FP:5FP) | Ml/d | 2 | 2019-20: 0; 2020-21: 0; 2021-22: 502.3158; 2022-23: 502.3158; 2023-24: 502.3158; 2024-25: 501.9778; 2025-26: 501.6416; 2026-27: 499.8213; 2027-28: 505.6607; 2028-29: 505.3294; 2029-30: 504.9995; 2030-31: 499.6701; 2031-32: 499.3393; 2032-33: 499.0106; 2033-34: 498.68; 2034-35: 503.51; 2035-36: 523.5124; 2036-37: 523.5124; 2037-38: 523.5124; 2038-39: 523.5124; 2039-40: 523.5124; 2040-41: 521.5147; 2041-42: 521.5147; 2042-43: 521.5147; 2043-44: 521.5147; 2044-45: 521.5147; 2045-46: 521.5147; 2046-47: 521.5147; 2047-48: 521.517; 2048-49: 521.517; 2049-50: 521.517
12FP | Water delivered measured non-household | 12BL + 12.2FP | Ml/d | 2 | 2019-20: 0; 2020-21: 0; 2021-22: 51.9075; 2022-23: 51.0975; 2023-24: 53.5907; 2024-25: 56.0412; 2025-26: 60.2042; 2026-27: 60.8051; 2027-28: 59.782; 2028-29: 60.9649; 2029-30: 61.6206; 2030-31: 61.5832; 2031-32: 61.0807; 2032-33: 60.9221; 2033-34: 60.6015; 2034-35: 59.9628; 2035-36: 59.2151; 2036-37: 58.1295; 2037-38: 57.0879; 2038-39: 56.5611; 2039-40: 56.5489; 2040-41: 56.5366; 2041-42: 56.5226; 2042-43: 56.5077; 2043-44: 56.4933; 2044-45: 56.4813; 2045-46: 56.4711; 2046-47: 56.4614; 2047-48: 56.4523; 2048-49: 56.4441; 2049-50: 56.4362
12.1FP | Non-potable water consumption | Input | Ml/d | 2 | 2021-22: 0; 2022-23: 0; 2023-24: 0; 2024-25: 0; 2025-26: 0; 2026-27: 0; 2027-28: 0; 2028-29: 0; 2029-30: 0; 2030-31: 0; 2031-32: 0; 2032-33: 0; 2033-34: 0; 2034-35: 0; 2035-36: 0; 2036-37: 0; 2037-38: 0; 2038-39: 0; 2039-40: 0; 2040-41: 0; 2041-42: 0; 2042-43: 0; 2043-44: 0; 2044-45: 0; 2045-46: 0; 2046-47: 0; 2047-48: 0; 2048-49: 0; 2049-50: 0
13FP | Water delivered unmeasured non-household | 13BL + 13.1FP | Ml/d | 2 | 2019-20: 0; 2020-21: 0; 2021-22: 0.96834; 2022-23: 0.96149; 2023-24: 0.94934; 2024-25: 0.93722; 2025-26: 0.99081; 2026-27: 0.80418; 2027-28: 0.61863; 2028-29: 0.43323; 2029-30: 0.29543; 2030-31: 0.24788; 2031-32: 0.24731; 2032-33: 0.24674; 2033-34: 0.24617; 2034-35: 0.2456; 2035-36: 0.24503; 2036-37: 0.24447; 2037-38: 0.2439; 2038-39: 0.24333; 2039-40: 0.24277; 2040-41: 0.2422; 2041-42: 0.24163; 2042-43: 0.24107; 2043-44: 0.2405; 2044-45: 0.23994; 2045-46: 0.23937; 2046-47: 0.23881; 2047-48: 0.23824; 2048-49: 0.23768; 2049-50: 0.23712
14FP | Water delivered measured household | 14BL + 14.1FP | Ml/d | 2 | 2019-20: 0; 2020-21: 0; 2021-22: 193.0697; 2022-23: 193.8453; 2023-24: 198.5096; 2024-25: 203.4862; 2025-26: 223.6884; 2026-27: 253.7353; 2027-28: 270.7119; 2028-29: 279.6685; 2029-30: 288.4986; 2030-31: 295.4143; 2031-32: 301.2822; 2032-33: 306.4428; 2033-34: 310.7759; 2034-35: 314.9795; 2035-36: 316.7936; 2036-37: 314.7354; 2037-38: 312.7044; 2038-39: 310.8395; 2039-40: 309.0437; 2040-41: 307.0047; 2041-42: 305.3303; 2042-43: 303.7945; 2043-44: 303.3204; 2044-45: 302.951; 2045-46: 304.4604; 2046-47: 306.0837; 2047-48: 307.7746; 2048-49: 309.544; 2049-50: 311.3384
15FP | Water delivered unmeasured household | 15BL + 15.1FP | Ml/d | 2 | 2019-20: 0; 2020-21: 0; 2021-22: 199.6264; 2022-23: 191.6616; 2023-24: 183.7578; 2024-25: 173.8124; 2025-26: 146.6457; 2026-27: 110.4803; 2027-28: 89.8515; 2028-29: 77.4872; 2029-30: 64.3939; 2030-31: 52.7641; 2031-32: 42.6094; 2032-33: 32.7054; 2033-34: 22.9726; 2034-35: 13.4835; 2035-36: 8.7046; 2036-37: 8.5473; 2037-38: 8.3916; 2038-39: 8.2393; 2039-40: 8.0878; 2040-41: 7.9403; 2041-42: 7.7943; 2042-43: 7.652; 2043-44: 7.537; 2044-45: 7.4237; 2045-46: 7.3596; 2046-47: 7.298; 2047-48: 7.2364; 2048-49: 7.1757; 2049-50: 7.1149
16FP | Percentage of consumption driven by climate change | 16BL | % | 1 | 2019-20: 0%; 2020-21: 0%; 2021-22: 0%; 2022-23: 0.6004%; 2023-24: 0.6318%; 2024-25: 0.654%; 2025-26: 0.7844%; 2026-27: 0.8379%; 2027-28: 0.8949%; 2028-29: 0.9476%; 2029-30: 1.001%; 2030-31: 1.064%; 2031-32: 1.119%; 2032-33: 1.173%; 2033-34: 1.228%; 2034-35: 1.284%; 2035-36: 1.347%; 2036-37: 1.405%; 2037-38: 1.461%; 2038-39: 1.518%; 2039-40: 1.573%; 2040-41: 1.635%; 2041-42: 1.688%; 2042-43: 1.744%; 2043-44: 1.8%; 2044-45: 1.856%; 2045-46: 1.912%; 2046-47: 1.967%; 2047-48: 2.023%; 2048-49: 2.078%; 2049-50: 2.134%
17FP | Volume of consumption driven by climate change | 16FP * (12FP + sum(13FP:15FP) - sum (23FP:26FP)) | Ml/d | 2 | 2019-20: 0; 2020-21: 0; 2021-22: 0; 2022-23: 2.5562; 2023-24: 2.6877; 2024-25: 2.7687; 2025-26: 3.3022; 2026-27: 3.4848; 2027-28: 3.6814; 2028-29: 3.8773; 2029-30: 4.062; 2030-31: 4.2658; 2031-32: 4.4378; 2032-33: 4.5964; 2033-34: 4.7444; 2034-35: 4.8853; 2035-36: 5.0793; 2036-37: 5.2487; 2037-38: 5.4125; 2038-39: 5.5855; 2039-40: 5.7584; 2040-41: 5.9509; 2041-42: 6.1141; 2042-43: 6.2885; 2043-44: 6.4802; 2044-45: 6.673; 2045-46: 6.9016; 2046-47: 7.1339; 2047-48: 7.3689; 2048-49: 7.6071; 2049-50: 7.8471
18FP | Measured Household - PCC | ((14FP - 25FP) * 1,000,000) / (39FP * 1000) | l/h/d | 1 | 2019-20: #DIV/0!; 2020-21: #DIV/0!; 2021-22: 200.609; 2022-23: 195.5857; 2023-24: 191.9742; 2024-25: 187.2179; 2025-26: 182.9355; 2026-27: 180.6929; 2027-28: 178.0329; 2028-29: 175.3431; 2029-30: 172.8585; 2030-31: 170.6868; 2031-32: 168.5022; 2032-33: 166.4895; 2033-34: 164.0538; 2034-35: 161.7917; 2035-36: 160.0921; 2036-37: 158.3093; 2037-38: 156.4864; 2038-39: 154.7064; 2039-40: 152.9256; 2040-41: 151.0482; 2041-42: 149.3536; 2042-43: 147.7124; 2043-44: 146.5488; 2044-45: 145.3937; 2045-46: 145.1457; 2046-47: 144.9361; 2047-48: 144.7089; 2048-49: 144.4841; 2049-50: 144.2544
19FP | Unmeasured Household - PCC | ((15FP - 26FP) * 1,000,000) / (40FP * 1000) | l/h/d | 1 | 2019-20: #DIV/0!; 2020-21: #DIV/0!; 2021-22: 232.7811; 2022-23: 228.5946; 2023-24: 225.9303; 2024-25: 222.3855; 2025-26: 218.515; 2026-27: 215.7533; 2027-28: 213.3821; 2028-29: 210.9498; 2029-30: 208.4983; 2030-31: 206.2453; 2031-32: 204.1242; 2032-33: 202.0256; 2033-34: 199.4156; 2034-35: 196.8473; 2035-36: 194.9104; 2036-37: 193.067; 2037-38: 191.2143; 2038-39: 189.3889; 2039-40: 187.535; 2040-41: 185.7247; 2041-42: 183.9011; 2042-43: 182.1204; 2043-44: 180.9634; 2044-45: 179.8099; 2045-46: 179.8547; 2046-47: 179.944; 2047-48: 180.0173; 2048-49: 180.0943; 2049-50: 180.1537
20FP | Average Household - PCC | (((14FP - 25FP) + (15FP - 26FP)) * 1,000,000)/ ((39FP + 40FP) * 1,000) | l/h/d | 1 | 2019-20: #DIV/0!; 2020-21: #DIV/0!; 2021-22: 215.744; 2022-23: 210.6918; 2023-24: 206.9068; 2024-25: 201.9173; 2025-26: 195.5315; 2026-27: 190.0457; 2027-28: 185.6812; 2028-29: 181.9906; 2029-30: 178.407; 2030-31: 175.2511; 2031-32: 172.2132; 2032-33: 169.3519; 2033-34: 166.0735; 2034-35: 162.9791; 2035-36: 160.8582; 2036-37: 159.064; 2037-38: 157.2303; 2038-39: 155.4391; 2039-40: 153.6465; 2040-41: 151.7604; 2041-42: 150.053; 2042-43: 148.3991; 2043-44: 147.2255; 2044-45: 146.0602; 2045-46: 145.8077; 2046-47: 145.5936; 2047-48: 145.3618; 2048-49: 145.1322; 2049-50: 144.8974
21FP | Water taken unbilled | 21BL + 21.1FP | Ml/d | 2 | 2019-20: 0; 2020-21: 0; 2021-22: 7.4301; 2022-23: 7.4307; 2023-24: 7.4233; 2024-25: 7.4152; 2025-26: 7.4431; 2026-27: 7.4356; 2027-28: 7.4281; 2028-29: 7.421; 2029-30: 7.4155; 2030-31: 7.4104; 2031-32: 7.4056; 2032-33: 7.4012; 2033-34: 7.3976; 2034-35: 7.3934; 2035-36: 7.389; 2036-37: 7.3845; 2037-38: 7.3798; 2038-39: 7.3751; 2039-40: 7.3702; 2040-41: 7.3653; 2041-42: 7.3603; 2042-43: 7.3552; 2043-44: 7.3499; 2044-45: 7.3446; 2045-46: 7.3393; 2046-47: 7.3338; 2047-48: 7.3282; 2048-49: 7.3226; 2049-50: 7.3168
22FP | Distribution system operational use | 22BL + 22.1FP | Ml/d | 2 | 2019-20: 0; 2020-21: 0; 2021-22: 2.3678; 2022-23: 2.3678; 2023-24: 2.3678; 2024-25: 2.3678; 2025-26: 2.3678; 2026-27: 2.3678; 2027-28: 2.3678; 2028-29: 2.3678; 2029-30: 2.3678; 2030-31: 2.3678; 2031-32: 2.3678; 2032-33: 2.3678; 2033-34: 2.3678; 2034-35: 2.3678; 2035-36: 2.3678; 2036-37: 2.3678; 2037-38: 2.3678; 2038-39: 2.3678; 2039-40: 2.3678; 2040-41: 2.3678; 2041-42: 2.3678; 2042-43: 2.3678; 2043-44: 2.3678; 2044-45: 2.3678; 2045-46: 2.3678; 2046-47: 2.3678; 2047-48: 2.3678; 2048-49: 2.3678; 2049-50: 2.3678
23FP | Measured Non Household - USPL | 23BL + 23.1FP | Ml/d | 2 | 2019-20: 0; 2020-21: 0; 2021-22: 0.27327; 2022-23: 0.34102; 2023-24: 0.32879; 2024-25: 0.31647; 2025-26: 0.33026; 2026-27: 0.332; 2027-28: 0.33361; 2028-29: 0.33512; 2029-30: 0.33554; 2030-31: 0.3339; 2031-32: 0.33126; 2032-33: 0.3286; 2033-34: 0.32592; 2034-35: 0.32321; 2035-36: 0.32044; 2036-37: 0.31765; 2037-38: 0.31483; 2038-39: 0.312; 2039-40: 0.30914; 2040-41: 0.30627; 2041-42: 0.30337; 2042-43: 0.30046; 2043-44: 0.29753; 2044-45: 0.29457; 2045-46: 0.2916; 2046-47: 0.2886; 2047-48: 0.28559; 2048-49: 0.28255; 2049-50: 0.2795
24FP | Unmeasured Non Household - USPL | 24BL + 24.1FP | Ml/d | 2 | 2019-20: 0; 2020-21: 0; 2021-22: 0.04114; 2022-23: 0.039375; 2023-24: 0.037417; 2024-25: 0.035493; 2025-26: 0.037156; 2026-27: 0.029859; 2027-28: 0.022741; 2028-29: 0.015765; 2029-30: 0.010641; 2030-31: 0.0088359; 2031-32: 0.0087237; 2032-33: 0.0086118; 2033-34: 0.0085003; 2034-35: 0.0083892; 2035-36: 0.0082784; 2036-37: 0.008168; 2037-38: 0.008058; 2038-39: 0.0079483; 2039-40: 0.007839; 2040-41: 0.00773; 2041-42: 0.0076214; 2042-43: 0.0075132; 2043-44: 0.0074054; 2044-45: 0.0072979; 2045-46: 0.0071908; 2046-47: 0.007084; 2047-48: 0.0069776; 2048-49: 0.0068716; 2049-50: 0.006766
25FP | Measured Household - USPL | 25BL + 25.1FP | Ml/d | 2 | 2019-20: 0; 2020-21: 0; 2021-22: 5.5535; 2022-23: 5.5097; 2023-24: 5.5288; 2024-25: 5.5836; 2025-26: 6.0118; 2026-27: 6.4881; 2027-28: 6.7447; 2028-29: 6.895; 2029-30: 7.0322; 2030-31: 7.1411; 2031-32: 7.225; 2032-33: 7.3003; 2033-34: 7.365; 2034-35: 7.432; 2035-36: 7.4439; 2036-37: 7.4034; 2037-38: 7.363; 2038-39: 7.3225; 2039-40: 7.2818; 2040-41: 7.2409; 2041-42: 7.1998; 2042-43: 7.1586; 2043-44: 7.117; 2044-45: 7.0752; 2045-46: 7.0329; 2046-47: 6.9903; 2047-48: 6.9473; 2048-49: 6.9037; 2049-50: 6.8597
26FP | Unmeasured Household - USPL | 26BL + 26.1BL | Ml/d | 2 | 2019-20: 0; 2020-21: 0; 2021-22: 6.331; 2022-23: 5.9277; 2023-24: 5.4834; 2024-25: 4.9897; 2025-26: 4.1467; 2026-27: 3.0751; 2027-28: 2.4977; 2028-29: 2.1575; 2029-30: 1.7936; 2030-31: 1.4686; 2031-32: 1.1838; 2032-33: 0.90502; 2033-34: 0.63207; 2034-35: 0.36499; 2035-36: 0.23207; 2036-37: 0.22809; 2037-38: 0.22414; 2038-39: 0.22022; 2039-40: 0.21633; 2040-41: 0.21248; 2041-42: 0.20865; 2042-43: 0.20485; 2043-44: 0.20109; 2044-45: 0.19735; 2045-46: 0.19365; 2046-47: 0.18998; 2047-48: 0.18633; 2048-49: 0.18272; 2049-50: 0.17914
27FP | Void Properties - USPL | 27BL + 27.1FP | Ml/d | 2 | 2019-20: 0; 2020-21: 0; 2021-22: 0.71016; 2022-23: 0.70958; 2023-24: 0.71695; 2024-25: 0.7251; 2025-26: 0.69711; 2026-27: 0.7046; 2027-28: 0.71218; 2028-29: 0.71926; 2029-30: 0.72478; 2030-31: 0.7299; 2031-32: 0.73469; 2032-33: 0.73903; 2033-34: 0.7427; 2034-35: 0.74689; 2035-36: 0.75123; 2036-37: 0.75579; 2037-38: 0.76044; 2038-39: 0.76519; 2039-40: 0.77003; 2040-41: 0.77496; 2041-42: 0.77998; 2042-43: 0.7851; 2043-44: 0.79031; 2044-45: 0.79561; 2045-46: 0.80099; 2046-47: 0.80647; 2047-48: 0.81204; 2048-49: 0.81769; 2049-50: 0.82343
28FP | Distribution losses | 28BL + 28.1FP | Ml/d | 2 | 2019-20: 0; 2020-21: 0; 2021-22: 40.4358; 2022-23: 40.3297; 2023-24: 38.6946; 2024-25: 37.0726; 2025-26: 37.0054; 2026-27: 37.1042; 2027-28: 36.9283; 2028-29: 36.622; 2029-30: 36.3533; 2030-31: 36.0733; 2031-32: 35.7775; 2032-33: 35.4849; 2033-34: 35.1977; 2034-35: 34.9018; 2035-36: 34.5268; 2036-37: 34.075; 2037-38: 33.6231; 2038-39: 33.1712; 2039-40: 32.7193; 2040-41: 32.2676; 2041-42: 31.8159; 2042-43: 31.3643; 2043-44: 30.9129; 2044-45: 30.4617; 2045-46: 30.0107; 2046-47: 29.5601; 2047-48: 29.1097; 2048-49: 28.6598; 2049-50: 28.2103
29FP | Total Leakage | sum (23FP:28FP) | Ml/d | 2 | 2019-20: 0; 2020-21: 0; 2021-22: 53.3449; 2022-23: 52.8571; 2023-24: 50.79; 2024-25: 48.723; 2025-26: 48.2284; 2026-27: 47.7338; 2027-28: 47.2393; 2028-29: 46.7447; 2029-30: 46.2501; 2030-31: 45.7556; 2031-32: 45.261; 2032-33: 44.7664; 2033-34: 44.2719; 2034-35: 43.7773; 2035-36: 43.2827; 2036-37: 42.7882; 2037-38: 42.2936; 2038-39: 41.799; 2039-40: 41.3045; 2040-41: 40.8099; 2041-42: 40.3153; 2042-43: 39.8208; 2043-44: 39.3262; 2044-45: 38.8316; 2045-46: 38.3371; 2046-47: 37.8425; 2047-48: 37.3479; 2048-49: 36.8534; 2049-50: 36.3588
30FP | Leakage/property | (29FP * 1,000,000) / (36FP * 1,000) | l/prop/d | 2 | 2019-20: #DIV/0!; 2020-21: #DIV/0!; 2021-22: 77.5145; 2022-23: 76.1842; 2023-24: 72.2575; 2024-25: 68.3335; 2025-26: 66.6045; 2026-27: 64.9179; 2027-28: 63.3089; 2028-29: 61.8138; 2029-30: 60.536; 2030-31: 59.375; 2031-32: 58.2922; 2032-33: 57.2669; 2033-34: 56.3142; 2034-35: 55.328; 2035-36: 54.3482; 2036-37: 53.3714; 2037-38: 52.3994; 2038-39: 51.4333; 2039-40: 50.4733; 2040-41: 49.52; 2041-42: 48.573; 2042-43: 47.6327; 2043-44: 46.6995; 2044-45: 45.7735; 2045-46: 44.8553; 2046-47: 43.945; 2047-48: 43.0428; 2048-49: 42.1489; 2049-50: 41.2635
31FP | Measured Non Household - properties | Input | 000's | 2 | 2021-22: 24.036; 2022-23: 24.3502; 2023-24: 24.4325; 2024-25: 24.5147; 2025-26: 25.8451; 2026-27: 26.2506; 2027-28: 26.6543; 2028-29: 27.058; 2029-30: 27.381; 2030-31: 27.5425; 2031-32: 27.6233; 2032-33: 27.704; 2033-34: 27.7848; 2034-35: 27.8655; 2035-36: 27.942; 2036-37: 28.0185; 2037-38: 28.0951; 2038-39: 28.1715; 2039-40: 28.248; 2040-41: 28.3245; 2041-42: 28.401; 2042-43: 28.4776; 2043-44: 28.5541; 2044-45: 28.6305; 2045-46: 28.707; 2046-47: 28.7835; 2047-48: 28.86; 2048-49: 28.9366; 2049-50: 29.013
32FP | Unmeasured Non Household - properties | Input | 000's | 2 | 2021-22: 1.52; 2022-23: 1.5117; 2023-24: 1.495; 2024-25: 1.4782; 2025-26: 1.5634; 2026-27: 1.2694; 2027-28: 0.97688; 2028-29: 0.68437; 2029-30: 0.46687; 2030-31: 0.39187; 2031-32: 0.39113; 2032-33: 0.39038; 2033-34: 0.38962; 2034-35: 0.38888; 2035-36: 0.38812; 2036-37: 0.38738; 2037-38: 0.38662; 2038-39: 0.38588; 2039-40: 0.38512; 2040-41: 0.38438; 2041-42: 0.38362; 2042-43: 0.38288; 2043-44: 0.38212; 2044-45: 0.38138; 2045-46: 0.38062; 2046-47: 0.37988; 2047-48: 0.37912; 2048-49: 0.37838; 2049-50: 0.37762
33FP | All void non-households - properties | Input | 000's | 2 | 2021-22: 6.635; 2022-23: 6.4036; 2023-24: 6.4131; 2024-25: 6.4226; 2025-26: 5.082; 2026-27: 5.0556; 2027-28: 5.0293; 2028-29: 5.0031; 2029-30: 4.9876; 2030-31: 4.9911; 2031-32: 5.0051; 2032-33: 5.0191; 2033-34: 5.0331; 2034-35: 5.0471; 2035-36: 5.0603; 2036-37: 5.0736; 2037-38: 5.0868; 2038-39: 5.1001; 2039-40: 5.1133; 2040-41: 5.1266; 2041-42: 5.1398; 2042-43: 5.1531; 2043-44: 5.1663; 2044-45: 5.1796; 2045-46: 5.1928; 2046-47: 5.2061; 2047-48: 5.2193; 2048-49: 5.2326; 2049-50: 5.2458
34FP | Measured households - properties (excl. void) | Year before + sum (34.1BL:34.6BL) | 000's | 2 | 2021-22: 402.489; 2022-23: 414.1541; 2023-24: 431.401; 2024-25: 452.4189; 2025-26: 496.4607; 2026-27: 551.0153; 2027-28: 584.9309; 2028-29: 608.2385; 2029-30: 630.6877; 2030-31: 650.5873; 2031-32: 668.2141; 2032-33: 685.2922; 2033-34: 701.571; 2034-35: 718.4647; 2035-36: 729.4303; 2036-37: 734.5593; 2037-38: 739.8078; 2038-39: 745.1649; 2039-40: 750.6313; 2040-41: 756.2038; 2041-42: 761.8906; 2042-43: 767.6895; 2043-44: 773.5999; 2044-45: 779.6225; 2045-46: 785.7506; 2046-47: 791.986; 2047-48: 798.3279; 2048-49: 804.7749; 2049-50: 811.3251
34.1FP | New build properties - properties | Input (new builds in each year) | 000's | 2 | 2021-22: 4.592; 2022-23: 5.7447; 2023-24: 9.227; 2024-25: 10.2442; 2025-26: 11.1891; 2026-27: 11.2846; 2027-28: 10.965; 2028-29: 10.1319; 2029-30: 7.8722; 2030-31: 6.6895; 2031-32: 5.907; 2032-33: 5.3415; 2033-34: 4.5177; 2034-35: 5.1514; 2035-36: 5.2342; 2036-37: 5.3811; 2037-38: 5.5044; 2038-39: 5.6162; 2039-40: 5.729; 2040-41: 5.8383; 2041-42: 5.9561; 2042-43: 6.0716; 2043-44: 6.1865; 2044-45: 6.3022; 2045-46: 6.4109; 2046-47: 6.5215; 2047-48: 6.6312; 2048-49: 6.7396; 2049-50: 6.846
34.2FP | Meter optants - properties | Input (meter optants in each year) | 000's | 2 | 2021-22: 0; 2022-23: 5.9683; 2023-24: 8.3375; 2024-25: 11.0504; 2025-26: 11.3166; 2026-27: 4.75; 2027-28: 0.2; 2028-29: 0.2; 2029-30: 0.2; 2030-31: 0.14; 2031-32: 0.08; 2032-33: 0.08; 2033-34: 0.08; 2034-35: 0.08; 2035-36: 0.04; 2036-37: 0; 2037-38: 0; 2038-39: 0; 2039-40: 0; 2040-41: 0; 2041-42: 0; 2042-43: 0; 2043-44: 0; 2044-45: 0; 2045-46: 0; 2046-47: 0; 2047-48: 0; 2048-49: 0; 2049-50: 0
34.3FP | Compulsory metering - properties | Input (compulsory meters in each year) | 000's | 2 | 2021-22: 0; 2022-23: 0; 2023-24: 0; 2024-25: 0; 2025-26: 0; 2026-27: 40.2518; 2027-28: 23.85; 2028-29: 13.75; 2029-30: 15.125; 2030-31: 13.75; 2031-32: 12.25; 2032-33: 12.25; 2033-34: 12.25; 2034-35: 12.25; 2035-36: 6.1275; 2036-37: 0.005; 2037-38: 0.005; 2038-39: 0.005; 2039-40: 0.005; 2040-41: 0.005; 2041-42: 0.005; 2042-43: 0.005; 2043-44: 0.005; 2044-45: 0.005; 2045-46: 0.005; 2046-47: 0.005; 2047-48: 0.005; 2048-49: 0.005; 2049-50: 0.005
34.4FP | Metering on change of occupancy - properties | Input (change of occupancy meters in each year) | 000's | 2 | 2021-22: 0; 2022-23: 0; 2023-24: 0; 2024-25: 0; 2025-26: 0; 2026-27: 0; 2027-28: 0; 2028-29: 0; 2029-30: 0; 2030-31: 0; 2031-32: 0; 2032-33: 0; 2033-34: 0; 2034-35: 0; 2035-36: 0; 2036-37: 0; 2037-38: 0; 2038-39: 0; 2039-40: 0; 2040-41: 0; 2041-42: 0; 2042-43: 0; 2043-44: 0; 2044-45: 0; 2045-46: 0; 2046-47: 0; 2047-48: 0; 2048-49: 0; 2049-50: 0
34.5FP | Selective metering - properties | Input (selective meters in each year) | 000's | 2 | 2021-22: 0.004; 2022-23: 0.13956; 2023-24: 0.256; 2024-25: 0.41249; 2025-26: 22.9459; 2026-27: 40.2518; 2027-28: 23.85; 2028-29: 13.75; 2029-30: 15.125; 2030-31: 13.75; 2031-32: 12.25; 2032-33: 12.25; 2033-34: 12.25; 2034-35: 12.25; 2035-36: 6.1275; 2036-37: 0.005; 2037-38: 0.005; 2038-39: 0.005; 2039-40: 0.005; 2040-41: 0.005; 2041-42: 0.005; 2042-43: 0.005; 2043-44: 0.005; 2044-45: 0.005; 2045-46: 0.005; 2046-47: 0.005; 2047-48: 0.005; 2048-49: 0.005; 2049-50: 0.005
34.6FP | Other changes to existing metering - properties | Input (other changes to meters in each year) | 000's | 2 | 2021-22: 0; 2022-23: -0.18746; 2023-24: -0.57356; 2024-25: -0.68913; 2025-26: -1.4097; 2026-27: -41.9837; 2027-28: -24.9494; 2028-29: -14.5243; 2029-30: -15.873; 2030-31: -14.4299; 2031-32: -12.8602; 2032-33: -12.8434; 2033-34: -12.8189; 2034-35: -12.8377; 2035-36: -6.5636; 2036-37: -0.26219; 2037-38: -0.26585; 2038-39: -0.26918; 2039-40: -0.27253; 2040-41: -0.27578; 2041-42: -0.27928; 2042-43: -0.28272; 2043-44: -0.28613; 2044-45: -0.28957; 2045-46: -0.29281; 2046-47: -0.2961; 2047-48: -0.29936; 2048-49: -0.30258; 2049-50: -0.30574
34.7FP | Measured household void properties | Input | 000's | 2 | 2021-22: 12.55; 2022-23: 12.6925; 2023-24: 13.221; 2024-25: 13.8652; 2025-26: 15.2149; 2026-27: 16.8868; 2027-28: 17.9262; 2028-29: 18.6405; 2029-30: 19.3285; 2030-31: 19.9384; 2031-32: 20.4786; 2032-33: 21.002; 2033-34: 21.5008; 2034-35: 22.0186; 2035-36: 22.3546; 2036-37: 22.5118; 2037-38: 22.6727; 2038-39: 22.8369; 2039-40: 23.0044; 2040-41: 23.1752; 2041-42: 23.3494; 2042-43: 23.5272; 2043-44: 23.7083; 2044-45: 23.8929; 2045-46: 24.0807; 2046-47: 24.2718; 2047-48: 24.4661; 2048-49: 24.6637; 2049-50: 24.8644
35FP | Unmeasured households - properties (excl. void) | Input | 000's | 2 | 2021-22: 233.909; 2022-23: 227.5735; 2023-24: 219.0856; 2024-25: 207.8154; 2025-26: 174.4761; 2026-27: 130.7281; 2027-28: 107.2963; 2028-29: 93.6629; 2029-30: 78.6961; 2030-31: 65.1306; 2031-32: 53.0777; 2032-33: 41.0249; 2033-34: 28.972; 2034-35: 16.9191; 2035-36: 10.8806; 2036-37: 10.8175; 2037-38: 10.7545; 2038-39: 10.6915; 2039-40: 10.6284; 2040-41: 10.5654; 2041-42: 10.5024; 2042-43: 10.4394; 2043-44: 10.3763; 2044-45: 10.3133; 2045-46: 10.2503; 2046-47: 10.1872; 2047-48: 10.1242; 2048-49: 10.0612; 2049-50: 9.9982
35.1FP | Unmeasured household void properties | Input | 000's | 2 | 2021-22: 7.053; 2022-23: 7.1206; 2023-24: 6.855; 2024-25: 6.5024; 2025-26: 5.4592; 2026-27: 4.0904; 2027-28: 3.3572; 2028-29: 2.9306; 2029-30: 2.4624; 2030-31: 2.0379; 2031-32: 1.6608; 2032-33: 1.2836; 2033-34: 0.90651; 2034-35: 0.52939; 2035-36: 0.34045; 2036-37: 0.33847; 2037-38: 0.3365; 2038-39: 0.33453; 2039-40: 0.33256; 2040-41: 0.33058; 2041-42: 0.32861; 2042-43: 0.32664; 2043-44: 0.32467; 2044-45: 0.3227; 2045-46: 0.32072; 2046-47: 0.31875; 2047-48: 0.31678; 2048-49: 0.31481; 2049-50: 0.31284
36FP | Total Resource Zone Properties (incl. voids) | sum (31FP:34FP) + 34.7FP + 35BL + 35.1BL | 000's | 2 | 2019-20: 0; 2020-21: 0; 2021-22: 688.192; 2022-23: 693.8062; 2023-24: 702.9031; 2024-25: 713.0173; 2025-26: 724.1014; 2026-27: 735.2961; 2027-28: 746.1711; 2028-29: 756.218; 2029-30: 764.0102; 2030-31: 770.6197; 2031-32: 776.4506; 2032-33: 781.7161; 2033-34: 786.1578; 2034-35: 791.2332; 2035-36: 796.3965; 2036-37: 801.7066; 2037-38: 807.14; 2038-39: 812.6852; 2039-40: 818.3432; 2040-41: 824.1105; 2041-42: 829.9956; 2042-43: 835.9962; 2043-44: 842.1117; 2044-45: 848.3429; 2045-46: 854.6828; 2046-47: 861.1333; 2047-48: 867.6935; 2048-49: 874.3621; 2049-50: 881.137
37FP | Measured Non Household - Population | Input | 000's | 2 | 2021-22: 10.7818; 2022-23: 10.9428; 2023-24: 11.0934; 2024-25: 11.2388; 2025-26: 11.3435; 2026-27: 11.4827; 2027-28: 11.673; 2028-29: 11.8581; 2029-30: 12.0421; 2030-31: 12.2006; 2031-32: 12.4659; 2032-33: 12.738; 2033-34: 12.9289; 2034-35: 13.0761; 2035-36: 13.2008; 2036-37: 13.3158; 2037-38: 13.438; 2038-39: 13.5727; 2039-40: 13.7153; 2040-41: 13.8728; 2041-42: 14.0525; 2042-43: 14.2592; 2043-44: 14.4863; 2044-45: 14.7237; 2045-46: 14.9876; 2046-47: 15.2599; 2047-48: 15.5377; 2048-49: 15.823; 2049-50: 16.1035
38FP | Unmeasured Non Household - Population | Input | 000's | 2 | 2021-22: 2.0537; 2022-23: 2.0843; 2023-24: 2.113; 2024-25: 2.1407; 2025-26: 2.1607; 2026-27: 2.1872; 2027-28: 2.2234; 2028-29: 2.2587; 2029-30: 2.2937; 2030-31: 2.3239; 2031-32: 2.3745; 2032-33: 2.4263; 2033-34: 2.4626; 2034-35: 2.4907; 2035-36: 2.5144; 2036-37: 2.5363; 2037-38: 2.5596; 2038-39: 2.5853; 2039-40: 2.6124; 2040-41: 2.6424; 2041-42: 2.6767; 2042-43: 2.716; 2043-44: 2.7593; 2044-45: 2.8045; 2045-46: 2.8548; 2046-47: 2.9066; 2047-48: 2.9596; 2048-49: 3.0139; 2049-50: 3.0673
39FP | Measured Household - Population | Input | 000's | 2 | 2021-22: 934.7343; 2022-23: 962.9308; 2023-24: 1005.2434; 2024-25: 1057.0705; 2025-26: 1189.9088; 2026-27: 1368.3284; 2027-28: 1482.6876; 2028-29: 1555.6556; 2029-30: 1628.3057; 2030-31: 1688.9015; 2031-32: 1745.1239; 2032-33: 1796.7647; 2033-34: 1849.4598; 2034-35: 1900.8851; 2035-36: 1932.323; 2036-37: 1941.3388; 2037-38: 1951.2328; 2038-39: 1961.8903; 2039-40: 1973.2591; 2040-41: 1984.5566; 2041-42: 1996.1386; 2042-43: 2008.1989; 2043-44: 2021.1921; 2044-45: 2034.9976; 2045-46: 2049.1653; 2046-47: 2063.6218; 2047-48: 2078.8448; 2048-49: 2094.6269; 2049-50: 2110.707
40FP | Unmeasured Household - Population | Input | 000's | 2 | 2021-22: 830.3741; 2022-23: 812.5039; 2023-24: 789.068; 2024-25: 759.1445; 2025-26: 652.1247; 2026-27: 497.8147; 2027-28: 409.3772; 2028-29: 357.0974; 2029-30: 300.2437; 2030-31: 248.7113; 2031-32: 202.9426; 2032-33: 157.4076; 2033-34: 112.0299; 2034-35: 66.6431; 2035-36: 43.469; 2036-37: 43.0896; 2037-38: 42.7138; 2038-39: 42.3417; 2039-40: 41.9734; 2040-41: 41.609; 2041-42: 41.2484; 2042-43: 40.8914; 2043-44: 40.5381; 2044-45: 40.1886; 2045-46: 39.8431; 2046-47: 39.5013; 2047-48: 39.1634; 2048-49: 38.8293; 2049-50: 38.4991
41FP | Total Resource Zone Population | sum (37FP:40FP) | 000's | 2 | 2019-20: 0; 2020-21: 0; 2021-22: 1777.9438; 2022-23: 1788.4619; 2023-24: 1807.5178; 2024-25: 1829.5946; 2025-26: 1855.5376; 2026-27: 1879.8129; 2027-28: 1905.9613; 2028-29: 1926.8699; 2029-30: 1942.8852; 2030-31: 1952.1374; 2031-32: 1962.9069; 2032-33: 1969.3365; 2033-34: 1976.8813; 2034-35: 1983.095; 2035-36: 1991.5073; 2036-37: 2000.2806; 2037-38: 2009.9443; 2038-39: 2020.39; 2039-40: 2031.5602; 2040-41: 2042.6809; 2041-42: 2054.1162; 2042-43: 2066.0656; 2043-44: 2078.9758; 2044-45: 2092.7144; 2045-46: 2106.8508; 2046-47: 2121.2896; 2047-48: 2136.5054; 2048-49: 2152.2932; 2049-50: 2168.377
42FP | Average household occupancy rate (excl. voids) | (39FP + 40FP) / (34FP + 35FP) | h/prop | 1 | 2019-20: #DIV/0!; 2020-21: #DIV/0!; 2021-22: 2.7736; 2022-23: 2.7666; 2023-24: 2.7584; 2024-25: 2.7509; 2025-26: 2.7455; 2026-27: 2.7373; 2027-28: 2.7333; 2028-29: 2.7251; 2029-30: 2.7186; 2030-31: 2.7072; 2031-32: 2.7008; 2032-33: 2.6905; 2033-34: 2.685; 2034-35: 2.6755; 2035-36: 2.6689; 2036-37: 2.6623; 2037-38: 2.6566; 2038-39: 2.6516; 2039-40: 2.6472; 2040-41: 2.6425; 2041-42: 2.6378; 2042-43: 2.6334; 2043-44: 2.6298; 2044-45: 2.627; 2045-46: 2.6244; 2046-47: 2.6218; 2047-48: 2.6198; 2048-49: 2.6183; 2049-50: 2.6168
43FP | Total Household Metering penetration (excl. voids) | 34FP / (34FP + 35FP) | % | 1 | 2019-20: #DIV/0!; 2020-21: #DIV/0!; 2021-22: 63.24%; 2022-23: 64.54%; 2023-24: 66.32%; 2024-25: 68.52%; 2025-26: 74%; 2026-27: 80.82%; 2027-28: 84.5%; 2028-29: 86.66%; 2029-30: 88.91%; 2030-31: 90.9%; 2031-32: 92.64%; 2032-33: 94.35%; 2033-34: 96.03%; 2034-35: 97.7%; 2035-36: 98.53%; 2036-37: 98.55%; 2037-38: 98.57%; 2038-39: 98.59%; 2039-40: 98.6%; 2040-41: 98.62%; 2041-42: 98.64%; 2042-43: 98.66%; 2043-44: 98.68%; 2044-45: 98.69%; 2045-46: 98.71%; 2046-47: 98.73%; 2047-48: 98.75%; 2048-49: 98.77%; 2049-50: 98.78%
44FP | Total Household Metering penetration (incl. voids) | (34FP) / (34FP + 34.7FP + 35FP + 35.1FP) | % | 1 | 2019-20: #DIV/0!; 2020-21: #DIV/0!; 2021-22: 61.35%; 2022-23: 62.6%; 2023-24: 64.33%; 2024-25: 66.47%; 2025-26: 71.78%; 2026-27: 78.41%; 2027-28: 81.98%; 2028-29: 84.07%; 2029-30: 86.26%; 2030-31: 88.19%; 2031-32: 89.88%; 2032-33: 91.54%; 2033-34: 93.18%; 2034-35: 94.79%; 2035-36: 95.6%; 2036-37: 95.62%; 2037-38: 95.64%; 2038-39: 95.65%; 2039-40: 95.67%; 2040-41: 95.69%; 2041-42: 95.71%; 2042-43: 95.72%; 2043-44: 95.74%; 2044-45: 95.76%; 2045-46: 95.78%; 2046-47: 95.79%; 2047-48: 95.81%; 2048-49: 95.83%; 2049-50: 95.84%
45FP | Distribution input | sum (12FP:15FP) + 21FP + 22FP + 27FP + 28FP | Ml/d | 2 | 2019-20: 0; 2020-21: 0; 2021-22: 496.5158; 2022-23: 488.4036; 2023-24: 486.0101; 2024-25: 481.8577; 2025-26: 479.0426; 2026-27: 473.4372; 2027-28: 468.4004; 2028-29: 465.6839; 2029-30: 461.67; 2030-31: 456.5908; 2031-32: 451.5051; 2032-33: 446.31; 2033-34: 440.3019; 2034-35: 434.0813; 2035-36: 429.9933; 2036-37: 426.2397; 2037-38: 422.5589; 2038-39: 419.5624; 2039-40: 417.1506; 2040-41: 414.4994; 2041-42: 412.2128; 2042-43: 410.0677; 2043-44: 409.0121; 2044-45: 408.0657; 2045-46: 409.0492; 2046-47: 410.15; 2047-48: 411.3194; 2048-49: 412.5693; 2049-50: 413.845
46FP | Target headroom (climate change component) | Input | Ml/d | 2 | 2021-22: 0; 2022-23: 0; 2023-24: 0; 2024-25: 0; 2025-26: 0; 2026-27: 0; 2027-28: 0; 2028-29: 0; 2029-30: 0; 2030-31: 0; 2031-32: 0; 2032-33: 0; 2033-34: 0; 2034-35: 0; 2035-36: 0; 2036-37: 0; 2037-38: 0; 2038-39: 0; 2039-40: 0; 2040-41: 0; 2041-42: 0; 2042-43: 0; 2043-44: 0; 2044-45: 0; 2045-46: 0; 2046-47: 0; 2047-48: 0; 2048-49: 0; 2049-50: 0
47FP | Target headroom (All other components) | Input | Ml/d | 2 | 2021-22: 6.6341; 2022-23: 9.1907; 2023-24: 9.3256; 2024-25: 9.4249; 2025-26: 9.797; 2026-27: 9.4561; 2027-28: 9.185; 2028-29: 8.937; 2029-30: 8.7386; 2030-31: 8.5546; 2031-32: 8.1179; 2032-33: 8.0021; 2033-34: 8.0096; 2034-35: 7.8453; 2035-36: 7.8422; 2036-37: 7.8717; 2037-38: 7.9464; 2038-39: 8.0072; 2039-40: 8.1343; 2040-41: 8.2017; 2041-42: 8.3978; 2042-43: 8.7275; 2043-44: 9.0499; 2044-45: 9.2592; 2045-46: 9.6238; 2046-47: 9.9153; 2047-48: 10.1826; 2048-49: 10.4705; 2049-50: 10.8241
48FP | Target Headroom | 46FP + 47FP | Ml/d | 2 | 2019-20: 0; 2020-21: 0; 2021-22: 6.6341; 2022-23: 9.1907; 2023-24: 9.3256; 2024-25: 9.4249; 2025-26: 9.797; 2026-27: 9.4561; 2027-28: 9.185; 2028-29: 8.937; 2029-30: 8.7386; 2030-31: 8.5546; 2031-32: 8.1179; 2032-33: 8.0021; 2033-34: 8.0096; 2034-35: 7.8453; 2035-36: 7.8422; 2036-37: 7.8717; 2037-38: 7.9464; 2038-39: 8.0072; 2039-40: 8.1343; 2040-41: 8.2017; 2041-42: 8.3978; 2042-43: 8.7275; 2043-44: 9.0499; 2044-45: 9.2592; 2045-46: 9.6238; 2046-47: 9.9153; 2047-48: 10.1826; 2048-49: 10.4705; 2049-50: 10.8241
49FP | Available Headroom | 11FP - 45FP | Ml/d | 2 | 2019-20: 0; 2020-21: 0; 2021-22: 5.8; 2022-23: 13.9122; 2023-24: 16.3056; 2024-25: 20.1201; 2025-26: 22.599; 2026-27: 26.3841; 2027-28: 37.2603; 2028-29: 39.6455; 2029-30: 43.3295; 2030-31: 43.0793; 2031-32: 47.8342; 2032-33: 52.7006; 2033-34: 58.3781; 2034-35: 69.4287; 2035-36: 93.5191; 2036-37: 97.2726; 2037-38: 100.9534; 2038-39: 103.9499; 2039-40: 106.3618; 2040-41: 107.0153; 2041-42: 109.3019; 2042-43: 111.447; 2043-44: 112.5026; 2044-45: 113.449; 2045-46: 112.4654; 2046-47: 111.3647; 2047-48: 110.1976; 2048-49: 108.9477; 2049-50: 107.672
49.1FP | Available non-potable balance (if applicable) | 1.1FP - 12.1FP | Ml/d | 2 | 2019-20: 0; 2020-21: 0; 2021-22: 0; 2022-23: 0; 2023-24: 0; 2024-25: 0; 2025-26: 0; 2026-27: 0; 2027-28: 0; 2028-29: 0; 2029-30: 0; 2030-31: 0; 2031-32: 0; 2032-33: 0; 2033-34: 0; 2034-35: 0; 2035-36: 0; 2036-37: 0; 2037-38: 0; 2038-39: 0; 2039-40: 0; 2040-41: 0; 2041-42: 0; 2042-43: 0; 2043-44: 0; 2044-45: 0; 2045-46: 0; 2046-47: 0; 2047-48: 0; 2048-49: 0; 2049-50: 0
50FP | Supply Demand Balance | 49FP - 48FP | Ml/d | 2 | 2019-20: 0; 2020-21: 0; 2021-22: -0.83407; 2022-23: 4.7215; 2023-24: 6.98; 2024-25: 10.6952; 2025-26: 12.8019; 2026-27: 16.928; 2027-28: 28.0752; 2028-29: 30.7085; 2029-30: 34.5909; 2030-31: 34.5247; 2031-32: 39.7163; 2032-33: 44.6986; 2033-34: 50.3685; 2034-35: 61.5834; 2035-36: 85.6769; 2036-37: 89.4009; 2037-38: 93.007; 2038-39: 95.9427; 2039-40: 98.2275; 2040-41: 98.8135; 2041-42: 100.9041; 2042-43: 102.7195; 2043-44: 103.4527; 2044-45: 104.1898; 2045-46: 102.8416; 2046-47: 101.4493; 2047-48: 100.015; 2048-49: 98.4772; 2049-50: 96.8479
Data for Charts
DYAA Baseline |  |  |  |  | 2019-20 | 2020-21 | 2021-22 | 2022-23 | 2023-24 | 2024-25 | 2025-26 | 2026-27 | 2027-28 | 2028-29 | 2029-30 | 2030-31 | 2031-32 | 2032-33 | 2033-34 | 2034-35 | 2035-36 | 2036-37 | 2037-38 | 2038-39 | 2039-40 | 2040-41 | 2041-42 | 2042-43 | 2043-44 | 2044-45 | 2045-46 | 2046-47 | 2047-48 | 2048-49 | 2049-50 | 2050-51 | 2051-52 | 2052-53 | 2053-54 | 2054-55 | 2055-56 | 2056-57 | 2057-58 | 2058-59 | 2059-60 | 2060-61 | 2061-62 | 2062-63 | 2063-64 | 2064-65 | 2065-66 | 2066-67 | 2067-68 | 2068-69 | 2069-70 | 2070-71 | 2071-72 | 2072-73 | 2073-74 | 2074-75 | 2075-76 | 2076-77 | 2077-78 | 2078-79 | 2079-80 | 2080-81 | 2081-82 | 2082-83 | 2083-84 | 2084-85 | 2085-86 | 2086-87 | 2087-88 | 2088-89 | 2089-90 | 2090-91 | 2091-92 | 2092-93 | 2093-94 | 2094-95 | 2095-96 | 2096-97 | 2097-98 | 2098-99 | 2099-100
| Measured HH consumption |  | Ml/d | 2 | 2019-20: 0; 2020-21: 0; 2021-22: 150.9939; 2022-23: 151.7656; 2023-24: 155.5052; 2024-25: 159.4679; 2025-26: 169.8343; 2026-27: 183.0054; 2027-28: 191.3043; 2028-29: 195.3514; 2029-30: 198.7791; 2030-31: 201.1924; 2031-32: 203.4346; 2032-33: 205.1892; 2033-34: 207.0309; 2034-35: 208.8005; 2035-36: 210.5495; 2036-37: 212.1128; 2037-38: 213.8296; 2038-39: 215.6651; 2039-40: 217.559; 2040-41: 216.5753; 2041-42: 218.4581; 2042-43: 220.43; 2043-44: 222.4851; 2044-45: 224.6283; 2045-46: 226.7947; 2046-47: 224.9341; 2047-48: 227.1929; 2048-49: 227.4223; 2049-50: 229.736
| Unmeasured HH consumption |  | Ml/d | 2 | 2019-20: 0; 2020-21: 0; 2021-22: 142.4547; 2022-23: 136.8821; 2023-24: 131.3845; 2024-25: 124.4189; 2025-26: 112.9293; 2026-27: 99.5196; 2027-28: 92.7535; 2028-29: 90.4107; 2029-30: 88.0703; 2030-31: 86.1603; 2031-32: 84.663; 2032-33: 83.1839; 2033-34: 81.7089; 2034-35: 80.2589; 2035-36: 79.1382; 2036-37: 78.3525; 2037-38: 77.5749; 2038-39: 76.8189; 2039-40: 76.065; 2040-41: 75.3253; 2041-42: 74.5928; 2042-43: 73.8864; 2043-44: 73.1866; 2044-45: 72.4996; 2045-46: 71.1562; 2046-47: 70.5068; 2047-48: 69.863; 2048-49: 69.2309; 2049-50: 68.604
| Non-HH consumption |  | Ml/d | 2 | 2019-20: 0; 2020-21: 0; 2021-22: 50.3924; 2022-23: 51.3375; 2023-24: 53.8451; 2024-25: 56.31; 2025-26: 60.8016; 2026-27: 61.6111; 2027-28: 60.7966; 2028-29: 62.1883; 2029-30: 63.0564; 2030-31: 63.5129; 2031-32: 63.5075; 2032-33: 63.846; 2033-34: 64.0226; 2034-35: 63.881; 2035-36: 63.6032; 2036-37: 62.9876; 2037-38: 62.4159; 2038-39: 61.8886; 2039-40: 61.8758; 2040-41: 61.863; 2041-42: 61.8485; 2042-43: 61.8332; 2043-44: 61.8183; 2044-45: 61.8059; 2045-46: 61.7952; 2046-47: 61.7852; 2047-48: 61.7758; 2048-49: 61.7672; 2049-50: 61.759
| Total Leakage |  | Ml/d | 2 | 2019-20: 0; 2020-21: 0; 2021-22: 53.3449; 2022-23: 52.8571; 2023-24: 50.79; 2024-25: 48.723; 2025-26: 48.723; 2026-27: 48.723; 2027-28: 48.723; 2028-29: 48.723; 2029-30: 48.723; 2030-31: 48.723; 2031-32: 48.723; 2032-33: 48.723; 2033-34: 48.723; 2034-35: 48.723; 2035-36: 48.723; 2036-37: 48.723; 2037-38: 48.723; 2038-39: 48.723; 2039-40: 48.723; 2040-41: 48.723; 2041-42: 48.723; 2042-43: 48.723; 2043-44: 48.723; 2044-45: 48.723; 2045-46: 48.723; 2046-47: 48.723; 2047-48: 48.723; 2048-49: 48.723; 2049-50: 48.723
| Other demand components |  | Ml/d | 2 | 2019-20: 0; 2020-21: 0; 2021-22: 9.7979; 2022-23: 9.7985; 2023-24: 9.7911; 2024-25: 9.783; 2025-26: 9.8103; 2026-27: 9.8016; 2027-28: 9.7929; 2028-29: 9.7847; 2029-30: 9.7782; 2030-31: 9.7727; 2031-32: 9.7677; 2032-33: 9.7632; 2033-34: 9.7594; 2034-35: 9.7551; 2035-36: 9.7507; 2036-37: 9.7461; 2037-38: 9.7415; 2038-39: 9.7368; 2039-40: 9.732; 2040-41: 9.727; 2041-42: 9.722; 2042-43: 9.717; 2043-44: 9.7118; 2044-45: 9.7065; 2045-46: 9.7011; 2046-47: 9.6957; 2047-48: 9.6901; 2048-49: 9.6845; 2049-50: 9.6788
| Total Water Available for use |  | Ml/d | 2 | 2019-20: #REF!; 2020-21: 0; 2021-22: 386.5046; 2022-23: 385.9497; 2023-24: 385.3915; 2024-25: 384.4922; 2025-26: 383.5917; 2026-27: 382.7041; 2027-28: 380.3034; 2028-29: 379.3991; 2029-30: 378.4934; 2030-31: 372.5855; 2031-32: 371.6735; 2032-33: 372.2611; 2033-34: 371.3442; 2034-35: 370.7553; 2035-36: 390.1664; 2036-37: 389.5727; 2037-38: 388.9766; 2038-39: 388.3782; 2039-40: 387.7774; 2040-41: 385.1768; 2041-42: 384.5716; 2042-43: 383.9643; 2043-44: 383.3548; 2044-45: 382.7431; 2045-46: 382.1294; 2046-47: 381.5137; 2047-48: 380.8982; 2048-49: 380.2785; 2049-50: 379.6567
| Total Demand + Target Headroom |  | Ml/d | 2 | 2019-20: 0; 2020-21: 0; 2021-22: 413.8424; 2022-23: 409.6202; 2023-24: 408.581; 2024-25: 406.1855; 2025-26: 409.7195; 2026-27: 409.7461; 2027-28: 409.9384; 2028-29: 412.5677; 2029-30: 414.0054; 2030-31: 414.1876; 2031-32: 414.24; 2032-33: 414.4752; 2033-34: 414.8581; 2034-35: 414.63; 2035-36: 414.7282; 2036-37: 414.6991; 2037-38: 414.9438; 2038-39: 415.2036; 2039-40: 416.2016; 2040-41: 415.9899; 2041-42: 415.4745; 2042-43: 416.7604; 2043-44: 418.1626; 2044-45: 419.5573; 2045-46: 420.8808; 2046-47: 420.8451; 2047-48: 419.4898; 2048-49: 420.6238; 2049-50: 420.9015
DYAA Final Plan |  |  |  |  | 2019-20 | 2020-21 | 2021-22 | 2022-23 | 2023-24 | 2024-25 | 2025-26 | 2026-27 | 2027-28 | 2028-29 | 2029-30 | 2030-31 | 2031-32 | 2032-33 | 2033-34 | 2034-35 | 2035-36 | 2036-37 | 2037-38 | 2038-39 | 2039-40 | 2040-41 | 2041-42 | 2042-43 | 2043-44 | 2044-45 | 2045-46 | 2046-47 | 2047-48 | 2048-49 | 2049-50
| Measured HH consumption |  | Ml/d | 2 | 0 | 0 | 150.9939 | 151.7656 | 155.5052 | 159.4679 | 175.3965 | 199.2135 | 212.6805 | 219.7742 | 226.776 | 232.2586 | 236.9172 | 241.0128 | 244.4506 | 247.7824 | 249.2338 | 247.6089 | 246.0059 | 244.5368 | 243.1234 | 238.6686 | 237.3687 | 236.1793 | 235.8347 | 235.5737 | 236.8077 | 233.8736 | 235.228 | 234.4893 | 235.9123
| Unmeasured HH consumption |  | Ml/d | 2 | 0 | 0 | 142.4547 | 136.8821 | 131.3845 | 124.4189 | 105.0188 | 79.1554 | 64.3779 | 55.5164 | 46.1351 | 37.8037 | 30.5297 | 23.4362 | 16.4645 | 9.6681 | 6.2441 | 6.1311 | 6.0193 | 5.9099 | 5.8011 | 5.6952 | 5.5904 | 5.4884 | 5.4064 | 5.3256 | 5.2324 | 5.1901 | 5.1478 | 5.1061 | 5.0644
| Non-HH consumption |  | Ml/d | 2 | 0 | 0 | 50.3924 | 51.3375 | 53.8451 | 56.31 | 60.4974 | 60.9155 | 59.7107 | 60.7122 | 61.2343 | 61.1544 | 60.6567 | 60.5031 | 60.1874 | 59.5536 | 58.811 | 57.7305 | 56.694 | 56.1725 | 56.1655 | 56.1585 | 56.1499 | 56.1404 | 56.1313 | 56.1248 | 56.1201 | 56.1159 | 56.1124 | 56.1098 | 56.1076
| Total Leakage |  | Ml/d | 2 | 0 | 0 | 53.3449 | 52.8571 | 50.79 | 48.723 | 48.2284 | 47.7338 | 47.2393 | 46.7447 | 46.2501 | 45.7556 | 45.261 | 44.7664 | 44.2719 | 43.7773 | 43.2827 | 42.7882 | 42.2936 | 41.799 | 41.3045 | 40.8099 | 40.3153 | 39.8208 | 39.3262 | 38.8316 | 38.3371 | 37.8425 | 37.3479 | 36.8534 | 36.3588
| Other demand components |  | Ml/d | 2 | 0 | 0 | 9.7979 | 9.7985 | 9.7911 | 9.783 | 9.8109 | 9.8035 | 9.7959 | 9.7888 | 9.7833 | 9.7782 | 9.7734 | 9.769 | 9.7654 | 9.7612 | 9.7568 | 9.7523 | 9.7476 | 9.7429 | 9.738 | 9.7331 | 9.7281 | 9.723 | 9.7178 | 9.7125 | 9.7071 | 9.7016 | 9.696 | 9.6904 | 9.6846
| Total Water Available for use |  | Ml/d | 2 | #REF! | 0 | 413.0046 | 412.4497 | 411.8915 | 410.9922 | 410.0917 | 409.2041 | 412.9734 | 412.0691 | 415.0134 | 417.1055 | 401.8435 | 405.9311 | 405.0142 | 404.2553 | 423.6664 | 423.0727 | 422.4766 | 421.8782 | 421.2774 | 418.6768 | 418.0716 | 417.4643 | 416.8548 | 416.2431 | 415.6294 | 415.0137 | 414.3982 | 413.7785 | 413.1567
| Total Demand + Target Headroom |  | Ml/d | 2 | 0 | 0 | 413.2441 | 409.6059 | 408.4348 | 406.1699 | 406.6295 | 403.8787 | 402.6746 | 400.8386 | 398.0196 | 393.8728 | 389.5518 | 385.4923 | 380.9656 | 375.9531 | 372.4475 | 368.918 | 365.5729 | 362.7513 | 360.5471 | 357.0686 | 353.5231 | 351.6828 | 350.8153 | 350.0421 | 351.0664 | 350.0876 | 348.0382 | 348.2599 | 347.778
DYCP Baseline |  |  |  |  | 2019-20 | 2020-21 | 2021-22 | 2022-23 | 2023-24 | 2024-25 | 2025-26 | 2026-27 | 2027-28 | 2028-29 | 2029-30 | 2030-31 | 2031-32 | 2032-33 | 2033-34 | 2034-35 | 2035-36 | 2036-37 | 2037-38 | 2038-39 | 2039-40 | 2040-41 | 2041-42 | 2042-43 | 2043-44 | 2044-45 | 2045-46 | 2046-47 | 2047-48 | 2048-49 | 2049-50
| Measured HH consumption |  | Ml/d | 2 | 0 | 0 | 187.5162 | 188.3355 | 192.9808 | 197.9025 | 210.7662 | 227.1108 | 237.4091 | 242.4304 | 246.6833 | 249.677 | 252.4588 | 254.6353 | 256.9202 | 259.1155 | 261.2852 | 263.2245 | 265.3544 | 267.6317 | 269.9816 | 271.9639 | 274.3276 | 276.8033 | 279.3836 | 282.0745 | 284.7945 | 287.6004 | 290.4881 | 293.4526 | 296.4377
| Unmeasured HH consumption |  | Ml/d | 2 | 0 | 0 | 193.2954 | 185.734 | 178.2744 | 168.8228 | 153.2328 | 135.0373 | 125.8564 | 122.6775 | 119.5017 | 116.9101 | 114.8785 | 112.8715 | 110.87 | 108.9026 | 107.3819 | 106.3158 | 105.2606 | 104.2349 | 103.2119 | 102.2082 | 101.2142 | 100.2558 | 99.3062 | 98.374 | 97.4503 | 96.561 | 95.6792 | 94.8136 | 93.955
| Non-HH consumption |  | Ml/d | 2 | 0 | 0 | 52.5614 | 51.6786 | 54.1739 | 56.6264 | 61.1332 | 61.9437 | 61.1304 | 62.5232 | 63.3924 | 63.85 | 63.8457 | 64.1854 | 64.363 | 64.2225 | 63.9458 | 63.3312 | 62.7606 | 62.2344 | 62.2227 | 62.2109 | 62.1975 | 62.1831 | 62.1693 | 62.158 | 62.1484 | 62.1394 | 62.131 | 62.1235 | 62.1164
| Total Leakage |  | Ml/d | 2 | 0 | 0 | 53.3449 | 52.8571 | 50.79 | 48.723 | 48.723 | 48.723 | 48.723 | 48.723 | 48.723 | 48.723 | 48.723 | 48.723 | 48.723 | 48.723 | 48.723 | 48.723 | 48.723 | 48.723 | 48.723 | 48.723 | 48.723 | 48.723 | 48.723 | 48.723 | 48.723 | 48.723 | 48.723 | 48.723 | 48.723
| Other demand components |  | Ml/d | 2 | 0 | 0 | 9.7979 | 9.7985 | 9.7911 | 9.783 | 9.8103 | 9.8016 | 9.7929 | 9.7847 | 9.7782 | 9.7727 | 9.7677 | 9.7632 | 9.7594 | 9.7551 | 9.7507 | 9.7461 | 9.7415 | 9.7368 | 9.732 | 9.727 | 9.722 | 9.717 | 9.7118 | 9.7065 | 9.7011 | 9.6957 | 9.6901 | 9.6845 | 9.6788
| Total Water Available for use |  | Ml/d | 2 | 0 | 0 | 486.3158 | 486.3158 | 486.3158 | 485.9778 | 485.6416 | 483.8213 | 483.4907 | 483.1594 | 482.8295 | 477.5001 | 477.1693 | 476.8406 | 476.51 | 478.01 | 498.0124 | 498.0124 | 498.0124 | 498.0124 | 498.0124 | 496.0147 | 496.0147 | 496.0147 | 496.0147 | 496.0147 | 496.0147 | 496.0147 | 496.017 | 496.017 | 496.017
| Total Demand + Target Headroom |  | Ml/d | 2 | 0 | 0 | 503.1498 | 497.5943 | 495.3358 | 491.2826 | 493.4625 | 492.0725 | 492.0968 | 495.0757 | 496.8172 | 497.4874 | 497.7916 | 498.1804 | 498.6453 | 498.564 | 498.9287 | 499.2123 | 499.7865 | 500.5679 | 502.0053 | 503.0347 | 504.5821 | 506.4097 | 508.3437 | 510.2952 | 512.4411 | 514.6348 | 516.8941 | 519.2677 | 521.735
DYCP Final Plan |  |  |  |  | 2019-20 | 2020-21 | 2021-22 | 2022-23 | 2023-24 | 2024-25 | 2025-26 | 2026-27 | 2027-28 | 2028-29 | 2029-30 | 2030-31 | 2031-32 | 2032-33 | 2033-34 | 2034-35 | 2035-36 | 2036-37 | 2037-38 | 2038-39 | 2039-40 | 2040-41 | 2041-42 | 2042-43 | 2043-44 | 2044-45 | 2045-46 | 2046-47 | 2047-48 | 2048-49 | 2049-50
| Measured HH consumption |  | Ml/d | 2 | 0 | 0 | 187.5162 | 188.3355 | 192.9808 | 197.9025 | 217.6766 | 247.2472 | 263.9672 | 272.7735 | 281.4664 | 288.2732 | 294.0572 | 299.1425 | 303.4109 | 307.5475 | 309.3497 | 307.332 | 305.3414 | 303.517 | 301.7619 | 299.7638 | 298.1305 | 296.6359 | 296.2034 | 295.8759 | 297.4275 | 299.0933 | 300.8273 | 302.6402 | 304.4787
| Unmeasured HH consumption |  | Ml/d | 2 | 0 | 0 | 193.2954 | 185.734 | 178.2744 | 168.8228 | 142.499 | 107.4052 | 87.3537 | 75.3296 | 62.6003 | 51.2955 | 41.4255 | 31.8004 | 22.3405 | 13.1185 | 8.4726 | 8.3192 | 8.1675 | 8.019 | 7.8715 | 7.7278 | 7.5856 | 7.4472 | 7.3359 | 7.2263 | 7.166 | 7.108 | 7.0501 | 6.9929 | 6.9358
| Non-HH consumption |  | Ml/d | 2 | 0 | 0 | 52.5614 | 51.6786 | 54.1739 | 56.6264 | 60.8276 | 61.2475 | 60.0443 | 61.0473 | 61.5699 | 61.4883 | 60.988 | 60.8317 | 60.5133 | 59.8768 | 59.1314 | 58.0481 | 57.0089 | 56.4845 | 56.4747 | 56.4648 | 56.4532 | 56.4408 | 56.4288 | 56.4194 | 56.4117 | 56.4045 | 56.398 | 56.3924 | 56.3871
| Total Leakage |  | Ml/d | 2 | 0 | 0 | 53.3449 | 52.8571 | 50.79 | 48.723 | 48.2284 | 47.7338 | 47.2393 | 46.7447 | 46.2501 | 45.7556 | 45.261 | 44.7664 | 44.2719 | 43.7773 | 43.2827 | 42.7882 | 42.2936 | 41.799 | 41.3045 | 40.8099 | 40.3153 | 39.8208 | 39.3262 | 38.8316 | 38.3371 | 37.8425 | 37.3479 | 36.8534 | 36.3588
| Other demand components |  | Ml/d | 2 | 0 | 0 | 9.7979 | 9.7985 | 9.7911 | 9.783 | 9.8109 | 9.8035 | 9.7959 | 9.7888 | 9.7833 | 9.7782 | 9.7734 | 9.769 | 9.7654 | 9.7612 | 9.7568 | 9.7523 | 9.7476 | 9.7429 | 9.738 | 9.7331 | 9.7281 | 9.723 | 9.7178 | 9.7125 | 9.7071 | 9.7016 | 9.696 | 9.6904 | 9.6846
| Total Water Available for use |  | Ml/d | 2 | 0 | 0 | 502.3158 | 502.3158 | 502.3158 | 501.9778 | 501.6416 | 499.8213 | 505.6607 | 505.3294 | 504.9995 | 499.6701 | 499.3393 | 499.0106 | 498.68 | 503.51 | 523.5124 | 523.5124 | 523.5124 | 523.5124 | 523.5124 | 521.5147 | 521.5147 | 521.5147 | 521.5147 | 521.5147 | 521.5147 | 521.5147 | 521.517 | 521.517 | 521.517
| Total Demand + Target Headroom |  | Ml/d | 2 | 0 | 0 | 503.1498 | 497.5943 | 495.3358 | 491.2826 | 488.8397 | 482.8932 | 477.5854 | 474.6209 | 470.4086 | 465.1454 | 459.623 | 454.312 | 448.3116 | 441.9267 | 437.8355 | 434.1114 | 430.5053 | 427.5696 | 425.2849 | 422.7011 | 420.6105 | 418.7952 | 418.062 | 417.3249 | 418.6731 | 420.0653 | 421.502 | 423.0398 | 424.6691
Note on D26: [Threaded comment] Your version of Excel allows you to read this threaded comment; however, any edits to it will get removed if the file is opened in a newer version of Excel. Learn more: https://go.microsoft.com/fwlink/?linkid=870924 Comment: Bulk raw water import to Chigwell WTWs now included in Aquator model and assessment of DO (6BL)
Note on D27: [Threaded comment] Your version of Excel allows you to read this threaded comment; however, any edits to it will get removed if the file is opened in a newer version of Excel. Learn more: https://go.microsoft.com/fwlink/?linkid=870924 Comment: (NESBWI2) Anglian Water (Cressing)
Note on M28: [Threaded comment] Your version of Excel allows you to read this threaded comment; however, any edits to it will get removed if the file is opened in a newer version of Excel. Learn more: https://go.microsoft.com/fwlink/?linkid=870924 Comment: TWU water sharing agreement
Note on D29: [Threaded comment] Your version of Excel allows you to read this threaded comment; however, any edits to it will get removed if the file is opened in a newer version of Excel. Learn more: https://go.microsoft.com/fwlink/?linkid=870924 Comment: Export to AWS and NAVS. Lower Thames Crossing Project expected export of 1.5 Mld between 2026/27 and 2033/34 inclusive (but specific dates still TBC).
Note on N29: [Threaded comment] Your version of Excel allows you to read this threaded comment; however, any edits to it will get removed if the file is opened in a newer version of Excel. Learn more: https://go.microsoft.com/fwlink/?linkid=870924 Comment: Lower Thames Crossing Project expected export of 1.5 Mld between 2026/27 and 2033/34 inclusive (but specific dates still TBC).
Note on O29: [Threaded comment] Your version of Excel allows you to read this threaded comment; however, any edits to it will get removed if the file is opened in a newer version of Excel. Learn more: https://go.microsoft.com/fwlink/?linkid=870924 Comment: Plus LTC export via Gun Hill main of 1.5Mld
Note on R34: [Threaded comment] Your version of Excel allows you to read this threaded comment; however, any edits to it will get removed if the file is opened in a newer version of Excel. Learn more: https://go.microsoft.com/fwlink/?linkid=870924 Comment: AMP7 HOFs on Roman River (8Mld) and Lower River Stour (Judas Gap (5 Mld) and northern channel (2 Mld))
Note on AB35: [Threaded comment] Your version of Excel allows you to read this threaded comment; however, any edits to it will get removed if the file is opened in a newer version of Excel. Learn more: https://go.microsoft.com/fwlink/?linkid=870924 Comment: ESW BAU+ scenario
Note on D39: [Threaded comment] Your version of Excel allows you to read this threaded comment; however, any edits to it will get removed if the file is opened in a newer version of Excel. Learn more: https://go.microsoft.com/fwlink/?linkid=870924 Comment: All Process losses now included in the Essex WRZ Aquator model and included in assessment of DO.
Note on D40: [Threaded comment] Your version of Excel allows you to read this threaded comment; however, any edits to it will get removed if the file is opened in a newer version of Excel. Learn more: https://go.microsoft.com/fwlink/?linkid=870924 Comment: Disbenefit of 1 in 200 year outage entered in 9.1FP
Note on O98: [Threaded comment] Your version of Excel allows you to read this threaded comment; however, any edits to it will get removed if the file is opened in a newer version of Excel. Learn more: https://go.microsoft.com/fwlink/?linkid=870924 Comment: Use of existing Linford Well raw water by Lower Thames Crossing Project. Current (26/03/24) - not before February 2028, and must end at latest 31 December 2031.
Note on I101: [Threaded comment] Your version of Excel allows you to read this threaded comment; however, any edits to it will get removed if the file is opened in a newer version of Excel. Learn more: https://go.microsoft.com/fwlink/?linkid=870924 Comment: Benefit of 1 in 200 yr DO = 16.2 Mld)
Note on O101: [Threaded comment] Your version of Excel allows you to read this threaded comment; however, any edits to it will get removed if the file is opened in a newer version of Excel. Learn more: https://go.microsoft.com/fwlink/?linkid=870924 Comment: New Linford WTW = 10 Mld
Note on R101: [Threaded comment] Your version of Excel allows you to read this threaded comment; however, any edits to it will get removed if the file is opened in a newer version of Excel. Learn more: https://go.microsoft.com/fwlink/?linkid=870924 Comment: AbbertonRWPS_and_Langford_Clarifier = 8 Mld
Note on S101: [Threaded comment] Your version of Excel allows you to read this threaded comment; however, any edits to it will get removed if the file is opened in a newer version of Excel. Learn more: https://go.microsoft.com/fwlink/?linkid=870924 Comment: Resilient to 1 in 500 yr drought (i.e., Benefit of 1 in 20 year DO stops)
Note on O105: [Threaded comment] Your version of Excel allows you to read this threaded comment; however, any edits to it will get removed if the file is opened in a newer version of Excel. Learn more: https://go.microsoft.com/fwlink/?linkid=870924 Comment: 5% process loss from new Linford WTW - output constrained by 3.5 Mld until existing well returned by Lower Thames Crossing project. [=(10-3.5)*0.05]
Note on V105: [Threaded comment] Your version of Excel allows you to read this threaded comment; however, any edits to it will get removed if the file is opened in a newer version of Excel. Learn more: https://go.microsoft.com/fwlink/?linkid=870924 Comment: New Linford WTW at full capacity 10 Mld [=10*0.05]
Note on I106: [Threaded comment] Your version of Excel allows you to read this threaded comment; however, any edits to it will get removed if the file is opened in a newer version of Excel. Learn more: https://go.microsoft.com/fwlink/?linkid=870924 Comment: 1 in 200 year outage = 5.7 Mld
Note on Q106: [Threaded comment] Your version of Excel allows you to read this threaded comment; however, any edits to it will get removed if the file is opened in a newer version of Excel. Learn more: https://go.microsoft.com/fwlink/?linkid=870924 Comment: New outage redcutions schemes operational: Langford Nitrate Scheme = -2.75 Mld; Langham nitrate scheme = -0.9 Mld; Langford UV = -0.2 Mld. [=5.7-2.75-0.2-0.9]
Note on S106: [Threaded comment] Your version of Excel allows you to read this threaded comment; however, any edits to it will get removed if the file is opened in a newer version of Excel. Learn more: https://go.microsoft.com/fwlink/?linkid=870924 Comment: 1 in 200 year outage stops. Outage reduction from new schemes continues
Note on R215: [Threaded comment] Your version of Excel allows you to read this threaded comment; however, any edits to it will get removed if the file is opened in a newer version of Excel. Learn more: https://go.microsoft.com/fwlink/?linkid=870924 Comment: AMP7 HOFs on Roman River (8Mld) and Lower River Stour (Judas Gap (5 Mld) and northern channel (2 Mld)) - included for DYCP as HOFs rather than annual licence changes
Note on AB216: [Threaded comment] Your version of Excel allows you to read this threaded comment; however, any edits to it will get removed if the file is opened in a newer version of Excel. Learn more: https://go.microsoft.com/fwlink/?linkid=870924 Comment: ESW BAU+ scenario - included for DYCP as based on HOFs rather than annual licence changes
Note on O279: [Threaded comment] Your version of Excel allows you to read this threaded comment; however, any edits to it will get removed if the file is opened in a newer version of Excel. Learn more: https://go.microsoft.com/fwlink/?linkid=870924 Comment: Use of existing Linford Well raw water by Lower Thames Crossing Project 2027/28 (when new Linford WTW operational, until expected end of LTC project in 2033/34, although this is still TBC).
Note on O282: [Threaded comment] Your version of Excel allows you to read this threaded comment; however, any edits to it will get removed if the file is opened in a newer version of Excel. Learn more: https://go.microsoft.com/fwlink/?linkid=870924 Comment: New Linford WTW = 10 Mld

## ESWHRT
Back to title page
Table 3a: DYAA - Baseline
Table 3b: DYAA - Final plan Options
Table 3c: DYAA - Final plan
Table 3d: DYCP - Baseline
Table 3e: DYCP - Final plan Options
Table 3f: DYCP - Final plan
Water Company | Essex and Suffolk Water | Version | 12
WRZ | ESWHRT | Planning Scenario | DYAA
Table 3a: DYAA - Baseline | Back to top of sheet
WRMP24 reference | Component | Derivation | Unit | Decimal places | 2019-20 | 2020-21 | 2021-22 | 2022-23 | 2023-24 | 2024-25 | 2025-26 | 2026-27 | 2027-28 | 2028-29 | 2029-30 | 2030-31 | 2031-32 | 2032-33 | 2033-34 | 2034-35 | 2035-36 | 2036-37 | 2037-38 | 2038-39 | 2039-40 | 2040-41 | 2041-42 | 2042-43 | 2043-44 | 2044-45 | 2045-46 | 2046-47 | 2047-48 | 2048-49 | 2049-50 | 2050-51 | 2051-52 | 2052-53 | 2053-54 | 2054-55 | 2055-56 | 2056-57 | 2057-58 | 2058-59 | 2059-60 | 2060-61 | 2061-62 | 2062-63 | 2063-64 | 2064-65 | 2065-66 | 2066-67 | 2067-68 | 2068-69 | 2069-70 | 2070-71 | 2071-72 | 2072-73 | 2073-74 | 2074-75 | 2075-76 | 2076-77 | 2077-78 | 2078-79 | 2079-80 | 2080-81 | 2081-82 | 2082-83 | 2083-84 | 2084-85 | 2085-86 | 2086-87 | 2087-88 | 2088-89 | 2089-90 | 2090-91 | 2091-92 | 2092-93 | 2093-94 | 2094-95 | 2095-96 | 2096-97 | 2097-98 | 2098-99 | 2099-100
1BL | Raw water abstracted | Input | Ml/d | 2 | 2021-22: 9.6355; 2022-23: 13.0338; 2023-24: 12.9928; 2024-25: 12.962; 2025-26: 13.3686; 2026-27: 13.4787; 2027-28: 13.5787; 2028-29: 13.5759; 2029-30: 13.5714; 2030-31: 13.479; 2031-32: 13.4859; 2032-33: 13.4918; 2033-34: 13.4895; 2034-35: 13.4881; 2035-36: 13.4879; 2036-37: 13.4874; 2037-38: 13.4882; 2038-39: 13.4908; 2039-40: 13.4919; 2040-41: 13.4741; 2041-42: 13.4739; 2042-43: 13.4747; 2043-44: 13.4883; 2044-45: 13.5019; 2045-46: 13.5011; 2046-47: 13.5149; 2047-48: 13.5295; 2048-49: 13.546; 2049-50: 13.5637
1.1BL | Non-potable water supplies (if applicable) | Input | Ml/d | 2 | 2021-22: 0; 2022-23: 0; 2023-24: 0; 2024-25: 0; 2025-26: 0; 2026-27: 0; 2027-28: 0; 2028-29: 0; 2029-30: 0; 2030-31: 0; 2031-32: 0; 2032-33: 0; 2033-34: 0; 2034-35: 0; 2035-36: 0; 2036-37: 0; 2037-38: 0; 2038-39: 0; 2039-40: 0; 2040-41: 0; 2041-42: 0; 2042-43: 0; 2043-44: 0; 2044-45: 0; 2045-46: 0; 2046-47: 0; 2047-48: 0; 2048-49: 0; 2049-50: 0
2BL | Raw water imported | Input | Ml/d | 2 | 2021-22: 2; 2022-23: 2; 2023-24: 2; 2024-25: 2; 2025-26: 2; 2026-27: 2; 2027-28: 2; 2028-29: 2; 2029-30: 2; 2030-31: 1.46; 2031-32: 1.46; 2032-33: 1.46; 2033-34: 1.46; 2034-35: 1.46; 2035-36: 1.46; 2036-37: 1.46; 2037-38: 1.46; 2038-39: 1.46; 2039-40: 1.46; 2040-41: 1.09; 2041-42: 1.09; 2042-43: 1.09; 2043-44: 1.09; 2044-45: 1.09; 2045-46: 0.73; 2046-47: 0.73; 2047-48: 0.73; 2048-49: 0.73; 2049-50: 0.73
3BL | Potable water imported | Input | Ml/d | 2 | 2021-22: 0; 2022-23: 0; 2023-24: 0; 2024-25: 0; 2025-26: 0; 2026-27: 0; 2027-28: 0; 2028-29: 0; 2029-30: 0; 2030-31: 0; 2031-32: 0; 2032-33: 0; 2033-34: 0; 2034-35: 0; 2035-36: 0; 2036-37: 0; 2037-38: 0; 2038-39: 0; 2039-40: 0; 2040-41: 0; 2041-42: 0; 2042-43: 0; 2043-44: 0; 2044-45: 0; 2045-46: 0; 2046-47: 0; 2047-48: 0; 2048-49: 0; 2049-50: 0
4BL | Raw water exported enter as -ve | Input | Ml/d | 2 | 2021-22: 0; 2022-23: 0; 2023-24: 0; 2024-25: 0; 2025-26: 0; 2026-27: 0; 2027-28: 0; 2028-29: 0; 2029-30: 0; 2030-31: 0; 2031-32: 0; 2032-33: 0; 2033-34: 0; 2034-35: 0; 2035-36: 0; 2036-37: 0; 2037-38: 0; 2038-39: 0; 2039-40: 0; 2040-41: 0; 2041-42: 0; 2042-43: 0; 2043-44: 0; 2044-45: 0; 2045-46: 0; 2046-47: 0; 2047-48: 0; 2048-49: 0; 2049-50: 0
5BL | Potable water exported enter as -ve | Input | Ml/d | 2 | 2021-22: -0.02; 2022-23: -0.02; 2023-24: -0.02; 2024-25: -0.02; 2025-26: -0.02; 2026-27: -0.02; 2027-28: -0.02; 2028-29: -0.02; 2029-30: -0.02; 2030-31: -0.02; 2031-32: -0.02; 2032-33: -0.02; 2033-34: -0.02; 2034-35: -0.02; 2035-36: -0.02; 2036-37: -0.02; 2037-38: -0.02; 2038-39: -0.02; 2039-40: -0.02; 2040-41: -0.02; 2041-42: -0.02; 2042-43: -0.02; 2043-44: -0.02; 2044-45: -0.02; 2045-46: -0.02; 2046-47: -0.02; 2047-48: -0.02; 2048-49: -0.02; 2049-50: -0.02
6BL | Deployable Output before forecast changes | Input | Ml/d | 2 | 2021-22: 8.65; 2022-23: 8.65; 2023-24: 8.65; 2024-25: 8.65; 2025-26: 8.65; 2026-27: 8.65; 2027-28: 8.65; 2028-29: 8.65; 2029-30: 8.65; 2030-31: 8.65; 2031-32: 8.65; 2032-33: 8.65; 2033-34: 8.65; 2034-35: 8.65; 2035-36: 8.65; 2036-37: 8.65; 2037-38: 8.65; 2038-39: 8.65; 2039-40: 8.65; 2040-41: 8.65; 2041-42: 8.65; 2042-43: 8.65; 2043-44: 8.65; 2044-45: 8.65; 2045-46: 8.65; 2046-47: 8.65; 2047-48: 8.65; 2048-49: 8.65; 2049-50: 8.65
6.1BL | Deployable Output post forecast changes | 6BL + 7BL | Ml/d | 2 | 2019-20: 0; 2020-21: 0; 2021-22: 6.38; 2022-23: 6.38; 2023-24: 6.38; 2024-25: 6.38; 2025-26: 6.38; 2026-27: 6.38; 2027-28: 6.38; 2028-29: 6.38; 2029-30: 6.38; 2030-31: 6.38; 2031-32: 6.38; 2032-33: 6.38; 2033-34: 6.38; 2034-35: 6.38; 2035-36: 6.38; 2036-37: 6.38; 2037-38: 6.38; 2038-39: 6.38; 2039-40: 6.38; 2040-41: 6.05; 2041-42: 6.05; 2042-43: 6.05; 2043-44: 6.05; 2044-45: 6.05; 2045-46: 5.73; 2046-47: 5.73; 2047-48: 5.73; 2048-49: 5.73; 2049-50: 5.73
7BL | Baseline forecast changes to Deployable Output | sum (7.1BL:7.6BL) | Ml/d | 2 | 2019-20: 0; 2020-21: 0; 2021-22: -2.27; 2022-23: -2.27; 2023-24: -2.27; 2024-25: -2.27; 2025-26: -2.27; 2026-27: -2.27; 2027-28: -2.27; 2028-29: -2.27; 2029-30: -2.27; 2030-31: -2.27; 2031-32: -2.27; 2032-33: -2.27; 2033-34: -2.27; 2034-35: -2.27; 2035-36: -2.27; 2036-37: -2.27; 2037-38: -2.27; 2038-39: -2.27; 2039-40: -2.27; 2040-41: -2.6; 2041-42: -2.6; 2042-43: -2.6; 2043-44: -2.6; 2044-45: -2.6; 2045-46: -2.92; 2046-47: -2.92; 2047-48: -2.92; 2048-49: -2.92; 2049-50: -2.92
7.1BL | Change in DO due to climate change | Input | Ml/d | 2 | 2021-22: 0; 2022-23: 0; 2023-24: 0; 2024-25: 0; 2025-26: 0; 2026-27: 0; 2027-28: 0; 2028-29: 0; 2029-30: 0; 2030-31: 0; 2031-32: 0; 2032-33: 0; 2033-34: 0; 2034-35: 0; 2035-36: 0; 2036-37: 0; 2037-38: 0; 2038-39: 0; 2039-40: 0; 2040-41: 0; 2041-42: 0; 2042-43: 0; 2043-44: 0; 2044-45: 0; 2045-46: 0; 2046-47: 0; 2047-48: 0; 2048-49: 0; 2049-50: 0
7.2BL | Total confirmed DO reductions to restore sustainable abstraction enter as -ve | Input | Ml/d | 2 | 2021-22: -2.27; 2022-23: -2.27; 2023-24: -2.27; 2024-25: -2.27; 2025-26: -2.27; 2026-27: -2.27; 2027-28: -2.27; 2028-29: -2.27; 2029-30: -2.27; 2030-31: -2.27; 2031-32: -2.27; 2032-33: -2.27; 2033-34: -2.27; 2034-35: -2.27; 2035-36: -2.27; 2036-37: -2.27; 2037-38: -2.27; 2038-39: -2.27; 2039-40: -2.27; 2040-41: -2.27; 2041-42: -2.27; 2042-43: -2.27; 2043-44: -2.27; 2044-45: -2.27; 2045-46: -2.27; 2046-47: -2.27; 2047-48: -2.27; 2048-49: -2.27; 2049-50: -2.27
7.3BL | Total additional DO reductions for Environmental Destination (excl. any confirmed reductions) enter as -ve | Input | Ml/d | 2 | 2021-22: 0; 2022-23: 0; 2023-24: 0; 2024-25: 0; 2025-26: 0; 2026-27: 0; 2027-28: 0; 2028-29: 0; 2029-30: 0; 2030-31: 0; 2031-32: 0; 2032-33: 0; 2033-34: 0; 2034-35: 0; 2035-36: 0; 2036-37: 0; 2037-38: 0; 2038-39: 0; 2039-40: 0; 2040-41: -0.33; 2041-42: -0.33; 2042-43: -0.33; 2043-44: -0.33; 2044-45: -0.33; 2045-46: -0.65; 2046-47: -0.65; 2047-48: -0.65; 2048-49: -0.65; 2049-50: -0.65
7.4BL | Change in DO from prolonged Outage reduction enter as -ve | Input | Ml/d | 2 | 2021-22: 0; 2022-23: 0; 2023-24: 0; 2024-25: 0; 2025-26: 0; 2026-27: 0; 2027-28: 0; 2028-29: 0; 2029-30: 0; 2030-31: 0; 2031-32: 0; 2032-33: 0; 2033-34: 0; 2034-35: 0; 2035-36: 0; 2036-37: 0; 2037-38: 0; 2038-39: 0; 2039-40: 0; 2040-41: 0; 2041-42: 0; 2042-43: 0; 2043-44: 0; 2044-45: 0; 2045-46: 0; 2046-47: 0; 2047-48: 0; 2048-49: 0; 2049-50: 0
7.5BL | Change in DO from drought measures | Zero for baseline | Ml/d | 2 | 2021-22: 0; 2022-23: 0; 2023-24: 0; 2024-25: 0; 2025-26: 0; 2026-27: 0; 2027-28: 0; 2028-29: 0; 2029-30: 0; 2030-31: 0; 2031-32: 0; 2032-33: 0; 2033-34: 0; 2034-35: 0; 2035-36: 0; 2036-37: 0; 2037-38: 0; 2038-39: 0; 2039-40: 0; 2040-41: 0; 2041-42: 0; 2042-43: 0; 2043-44: 0; 2044-45: 0; 2045-46: 0; 2046-47: 0; 2047-48: 0; 2048-49: 0; 2049-50: 0
7.6BL | Total other changes to DO (e.g. nitrates/operational decline) | Input | Ml/d | 2 | 2021-22: 0; 2022-23: 0; 2023-24: 0; 2024-25: 0; 2025-26: 0; 2026-27: 0; 2027-28: 0; 2028-29: 0; 2029-30: 0; 2030-31: 0; 2031-32: 0; 2032-33: 0; 2033-34: 0; 2034-35: 0; 2035-36: 0; 2036-37: 0; 2037-38: 0; 2038-39: 0; 2039-40: 0; 2040-41: 0; 2041-42: 0; 2042-43: 0; 2043-44: 0; 2044-45: 0; 2045-46: 0; 2046-47: 0; 2047-48: 0; 2048-49: 0; 2049-50: 0
8BL | Raw water losses, treatment works losses and operational use | Input | Ml/d | 2 | 2021-22: 0.3; 2022-23: 0.3; 2023-24: 0.3; 2024-25: 0.3; 2025-26: 0.3; 2026-27: 0.3; 2027-28: 0.3; 2028-29: 0.3; 2029-30: 0.3; 2030-31: 0.29; 2031-32: 0.29; 2032-33: 0.29; 2033-34: 0.29; 2034-35: 0.29; 2035-36: 0.29; 2036-37: 0.29; 2037-38: 0.29; 2038-39: 0.29; 2039-40: 0.29; 2040-41: 0.24; 2041-42: 0.24; 2042-43: 0.24; 2043-44: 0.24; 2044-45: 0.24; 2045-46: 0.2; 2046-47: 0.2; 2047-48: 0.2; 2048-49: 0.2; 2049-50: 0.2
9BL | Total Outage Allowance | Input | Ml/d | 2 | 2021-22: 0.04; 2022-23: 0.04; 2023-24: 0.04; 2024-25: 0.04; 2025-26: 0.04; 2026-27: 0.04; 2027-28: 0.04; 2028-29: 0.04; 2029-30: 0.04; 2030-31: 0.04; 2031-32: 0.04; 2032-33: 0.04; 2033-34: 0.04; 2034-35: 0.04; 2035-36: 0.04; 2036-37: 0.04; 2037-38: 0.04; 2038-39: 0.04; 2039-40: 0.04; 2040-41: 0.04; 2041-42: 0.04; 2042-43: 0.04; 2043-44: 0.04; 2044-45: 0.04; 2045-46: 0.04; 2046-47: 0.04; 2047-48: 0.04; 2048-49: 0.04; 2049-50: 0.04
10BL | Water Available For Use (own sources) | (6BL + 7BL) - (8BL + 9BL) | Ml/d | 2 | 2019-20: 0; 2020-21: 0; 2021-22: 6.04; 2022-23: 6.04; 2023-24: 6.04; 2024-25: 6.04; 2025-26: 6.04; 2026-27: 6.04; 2027-28: 6.04; 2028-29: 6.04; 2029-30: 6.04; 2030-31: 6.05; 2031-32: 6.05; 2032-33: 6.05; 2033-34: 6.05; 2034-35: 6.05; 2035-36: 6.05; 2036-37: 6.05; 2037-38: 6.05; 2038-39: 6.05; 2039-40: 6.05; 2040-41: 5.77; 2041-42: 5.77; 2042-43: 5.77; 2043-44: 5.77; 2044-45: 5.77; 2045-46: 5.49; 2046-47: 5.49; 2047-48: 5.49; 2048-49: 5.49; 2049-50: 5.49
11BL | Total Water Available For Use | 10BL + sum (2BL:5BL) | Ml/d | 2 | 2019-20: 0; 2020-21: 0; 2021-22: 8.02; 2022-23: 8.02; 2023-24: 8.02; 2024-25: 8.02; 2025-26: 8.02; 2026-27: 8.02; 2027-28: 8.02; 2028-29: 8.02; 2029-30: 8.02; 2030-31: 7.49; 2031-32: 7.49; 2032-33: 7.49; 2033-34: 7.49; 2034-35: 7.49; 2035-36: 7.49; 2036-37: 7.49; 2037-38: 7.49; 2038-39: 7.49; 2039-40: 7.49; 2040-41: 6.84; 2041-42: 6.84; 2042-43: 6.84; 2043-44: 6.84; 2044-45: 6.84; 2045-46: 6.2; 2046-47: 6.2; 2047-48: 6.2; 2048-49: 6.2; 2049-50: 6.2
12BL | Water delivered measured non-household | Input | Ml/d | 2 | 2021-22: 4.4845; 2022-23: 8.3904; 2023-24: 8.4054; 2024-25: 8.5811; 2025-26: 8.593; 2026-27: 8.6037; 2027-28: 8.6145; 2028-29: 8.6254; 2029-30: 8.6356; 2030-31: 8.6458; 2031-32: 8.6559; 2032-33: 8.6658; 2033-34: 8.6757; 2034-35: 8.6854; 2035-36: 8.6949; 2036-37: 8.7043; 2037-38: 8.7136; 2038-39: 8.7226; 2039-40: 8.7316; 2040-41: 8.7404; 2041-42: 8.7491; 2042-43: 8.7577; 2043-44: 8.7661; 2044-45: 8.7744; 2045-46: 8.7826; 2046-47: 8.7907; 2047-48: 8.7987; 2048-49: 8.8066; 2049-50: 8.8144
12.1BL | Non-potable water consumption (if applicable) | Input | Ml/d | 2
13BL | Water delivered unmeasured non-household | Input | Ml/d | 2 | 2021-22: 0.0076214; 2022-23: 0.0074667; 2023-24: 0.0074191; 2024-25: 0.0045932; 2025-26: 0.0025359; 2026-27: 0.0024877; 2027-28: 0.0024395; 2028-29: 0.0023913; 2029-30: 0.0023431; 2030-31: 0.002295; 2031-32: 0.0022468; 2032-33: 0.0021986; 2033-34: 0.0021504; 2034-35: 0.0021504; 2035-36: 0.0021504; 2036-37: 0.0021504; 2037-38: 0.0021504; 2038-39: 0.0021504; 2039-40: 0.0021504; 2040-41: 0.0021504; 2041-42: 0.0021504; 2042-43: 0.0021504; 2043-44: 0.0021504; 2044-45: 0.0021504; 2045-46: 0.0021504; 2046-47: 0.0021504; 2047-48: 0.0021504; 2048-49: 0.0021504; 2049-50: 0.0021504
14BL | Water delivered measured household | Input | Ml/d | 2 | 2021-22: 2.4762; 2022-23: 2.4828; 2023-24: 2.4423; 2024-25: 2.4236; 2025-26: 2.5866; 2026-27: 2.7361; 2027-28: 2.813; 2028-29: 2.8817; 2029-30: 2.9375; 2030-31: 2.9783; 2031-32: 3.0041; 2032-33: 3.0278; 2033-34: 3.0512; 2034-35: 3.0755; 2035-36: 3.0999; 2036-37: 3.1247; 2037-38: 3.1503; 2038-39: 3.1761; 2039-40: 3.1991; 2040-41: 3.2168; 2041-42: 3.2384; 2042-43: 3.2612; 2043-44: 3.2838; 2044-45: 3.3064; 2045-46: 3.3283; 2046-47: 3.3506; 2047-48: 3.3737; 2048-49: 3.3978; 2049-50: 3.4223
15BL | Water delivered unmeasured household | Input | Ml/d | 2 | 2021-22: 1.5637; 2022-23: 1.6028; 2023-24: 1.5593; 2024-25: 1.42; 2025-26: 1.2233; 2026-27: 1.1279; 2027-28: 1.0944; 2028-29: 1.061; 2029-30: 1.0275; 2030-31: 1.0066; 2031-32: 0.99841; 2032-33: 0.99036; 2033-34: 0.98232; 2034-35: 0.97437; 2035-36: 0.96718; 2036-37: 0.96009; 2037-38: 0.953; 2038-39: 0.94617; 2039-40: 0.93936; 2040-41: 0.93251; 2041-42: 0.92575; 2042-43: 0.91947; 2043-44: 0.91362; 2044-45: 0.90786; 2045-46: 0.9021; 2046-47: 0.89661; 2047-48: 0.89112; 2048-49: 0.88572; 2049-50: 0.88015
16BL | Percentage of consumption driven by climate change | Input | % | 1 | 2021-22: 0%; 2022-23: 0.08364%; 2023-24: 0.08861%; 2024-25: 0.09772%; 2025-26: 0.105%; 2026-27: 0.1126%; 2027-28: 0.1174%; 2028-29: 0.125%; 2029-30: 0.1325%; 2030-31: 0.1371%; 2031-32: 0.1446%; 2032-33: 0.1521%; 2033-34: 0.1595%; 2034-35: 0.164%; 2035-36: 0.1713%; 2036-37: 0.1786%; 2037-38: 0.1832%; 2038-39: 0.1904%; 2039-40: 0.1975%; 2040-41: 0.2016%; 2041-42: 0.2087%; 2042-43: 0.2149%; 2043-44: 0.221%; 2044-45: 0.2271%; 2045-46: 0.2331%; 2046-47: 0.2391%; 2047-48: 0.2452%; 2048-49: 0.2512%; 2049-50: 0.2572%
17BL | Volume of consumption driven by climate change | 16BL * (12BL + sum(13BL:15BL) - sum (23BL:26BL)) | Ml/d | 2 | 2019-20: 0; 2020-21: 0; 2021-22: 0; 2022-23: 0.010352; 2023-24: 0.01091; 2024-25: 0.012052; 2025-26: 0.01293; 2026-27: 0.013937; 2027-28: 0.014592; 2028-29: 0.015594; 2029-30: 0.016566; 2030-31: 0.01718; 2031-32: 0.018164; 2032-33: 0.019141; 2033-34: 0.020111; 2034-35: 0.020727; 2035-36: 0.021696; 2036-37: 0.022667; 2037-38: 0.023295; 2038-39: 0.024271; 2039-40: 0.025222; 2040-41: 0.025783; 2041-42: 0.026742; 2042-43: 0.027578; 2043-44: 0.028417; 2044-45: 0.029257; 2045-46: 0.03009; 2046-47: 0.030927; 2047-48: 0.031769; 2048-49: 0.032619; 2049-50: 0.033469
18BL | Measured Household - PCC | ((14BL - 25BL) * 1,000,000) / (39BL *1,000) | l/h/d | 1 | 2019-20: #DIV/0!; 2020-21: #DIV/0!; 2021-22: 143.7733; 2022-23: 139.6663; 2023-24: 136.3402; 2024-25: 130.4156; 2025-26: 128.9538; 2026-27: 128.5112; 2027-28: 128.1312; 2028-29: 127.7761; 2029-30: 127.447; 2030-31: 127.1959; 2031-32: 127.0397; 2032-33: 126.9114; 2033-34: 126.7753; 2034-35: 126.6573; 2035-36: 126.5181; 2036-37: 126.4268; 2037-38: 126.3454; 2038-39: 126.2869; 2039-40: 126.2054; 2040-41: 125.9593; 2041-42: 125.8736; 2042-43: 125.822; 2043-44: 125.7675; 2044-45: 125.7175; 2045-46: 125.6642; 2046-47: 125.6427; 2047-48: 125.6073; 2048-49: 125.5703; 2049-50: 125.5202
19BL | Unmeasured Household - PCC | ((15BL - 26BL) * 1,000,000) / (40BL *1,000) | l/h/d | 1 | 2019-20: #DIV/0!; 2020-21: #DIV/0!; 2021-22: 153.0122; 2022-23: 159.2096; 2023-24: 157.1506; 2024-25: 154.7521; 2025-26: 152.876; 2026-27: 152.5168; 2027-28: 152.1708; 2028-29: 151.8257; 2029-30: 151.4667; 2030-31: 151.2641; 2031-32: 151.2644; 2032-33: 151.2689; 2033-34: 151.2631; 2034-35: 151.258; 2035-36: 151.3624; 2036-37: 151.4687; 2037-38: 151.5617; 2038-39: 151.6847; 2039-40: 151.7944; 2040-41: 151.8855; 2041-42: 151.98; 2042-43: 152.1431; 2043-44: 152.3659; 2044-45: 152.593; 2045-46: 152.8088; 2046-47: 153.0593; 2047-48: 153.2981; 2048-49: 153.5405; 2049-50: 153.7391
20BL | Average Household - PCC | (((14BL - 25BL) + (15BL - 26BL)) * 1,000,000) / ((39BL + 40BL) *1,000) | l/h/d | 1 | 2019-20: #DIV/0!; 2020-21: #DIV/0!; 2021-22: 147.1885; 2022-23: 146.6897; 2023-24: 143.7157; 2024-25: 138.4226; 2025-26: 135.7507; 2026-27: 134.6807; 2027-28: 134.0449; 2028-29: 133.4481; 2029-30: 132.893; 2030-31: 132.5066; 2031-32: 132.3101; 2032-33: 132.1401; 2033-34: 131.9622; 2034-35: 131.7983; 2035-36: 131.6398; 2036-37: 131.5204; 2037-38: 131.4055; 2038-39: 131.3157; 2039-40: 131.2077; 2040-41: 130.9648; 2041-42: 130.8516; 2042-43: 130.7787; 2043-44: 130.7146; 2044-45: 130.6547; 2045-46: 130.5906; 2046-47: 130.5588; 2047-48: 130.5121; 2048-49: 130.463; 2049-50: 130.3943
21BL | Water taken unbilled | Input | Ml/d | 2 | 2021-22: 0.12523; 2022-23: 0.12455; 2023-24: 0.12453; 2024-25: 0.12452; 2025-26: 0.12452; 2026-27: 0.12435; 2027-28: 0.12422; 2028-29: 0.12411; 2029-30: 0.12402; 2030-31: 0.12394; 2031-32: 0.12387; 2032-33: 0.12381; 2033-34: 0.12375; 2034-35: 0.12369; 2035-36: 0.12363; 2036-37: 0.12358; 2037-38: 0.12352; 2038-39: 0.12347; 2039-40: 0.12341; 2040-41: 0.12336; 2041-42: 0.12331; 2042-43: 0.12325; 2043-44: 0.1232; 2044-45: 0.12315; 2045-46: 0.1231; 2046-47: 0.12305; 2047-48: 0.12301; 2048-49: 0.12296; 2049-50: 0.12291
22BL | Distribution system operational use | Input | Ml/d | 2 | 2021-22: 0.074263; 2022-23: 0.074263; 2023-24: 0.074263; 2024-25: 0.074263; 2025-26: 0.074263; 2026-27: 0.074263; 2027-28: 0.074263; 2028-29: 0.074263; 2029-30: 0.074263; 2030-31: 0.074263; 2031-32: 0.074263; 2032-33: 0.074263; 2033-34: 0.074263; 2034-35: 0.074263; 2035-36: 0.074263; 2036-37: 0.074263; 2037-38: 0.074263; 2038-39: 0.074263; 2039-40: 0.074263; 2040-41: 0.074263; 2041-42: 0.074263; 2042-43: 0.074263; 2043-44: 0.074263; 2044-45: 0.074263; 2045-46: 0.074263; 2046-47: 0.074263; 2047-48: 0.074263; 2048-49: 0.074263; 2049-50: 0.074263
23BL | Measured Non Household - USPL | Input | Ml/d | 2 | 2021-22: 0.0063158; 2022-23: 0.0065225; 2023-24: 0.0062973; 2024-25: 0.0061478; 2025-26: 0.006274; 2026-27: 0.0063026; 2027-28: 0.0063313; 2028-29: 0.00636; 2029-30: 0.0063886; 2030-31: 0.0064173; 2031-32: 0.0064459; 2032-33: 0.0064746; 2033-34: 0.0065033; 2034-35: 0.0065319; 2035-36: 0.0065606; 2036-37: 0.0065893; 2037-38: 0.0066179; 2038-39: 0.0066466; 2039-40: 0.0066753; 2040-41: 0.0067039; 2041-42: 0.0067326; 2042-43: 0.0067613; 2043-44: 0.0067899; 2044-45: 0.0068186; 2045-46: 0.0068472; 2046-47: 0.0068759; 2047-48: 0.0069046; 2048-49: 0.0069332; 2049-50: 0.0069619
24BL | Unmeasured Non Household - USPL | Input | Ml/d | 2 | 2021-22: 0.00037141; 2022-23: 0.00035082; 2023-24: 0.00033557; 2024-25: 0.00019966; 2025-26: 0.00011023; 2026-27: 0.00010814; 2027-28: 0.00010604; 2028-29: 0.00010395; 2029-30: 0.00010185; 2030-31: 9.976e-05; 2031-32: 9.7666e-05; 2032-33: 9.5571e-05; 2033-34: 9.3477e-05; 2034-35: 9.3477e-05; 2035-36: 9.3477e-05; 2036-37: 9.3477e-05; 2037-38: 9.3477e-05; 2038-39: 9.3477e-05; 2039-40: 9.3477e-05; 2040-41: 9.3477e-05; 2041-42: 9.3477e-05; 2042-43: 9.3477e-05; 2043-44: 9.3477e-05; 2044-45: 9.3477e-05; 2045-46: 9.3477e-05; 2046-47: 9.3477e-05; 2047-48: 9.3477e-05; 2048-49: 9.3477e-05; 2049-50: 9.3477e-05
25BL | Measured Household - USPL | Input | Ml/d | 2 | 2021-22: 0.051998; 2022-23: 0.051638; 2023-24: 0.050221; 2024-25: 0.051152; 2025-26: 0.056266; 2026-27: 0.059791; 2027-28: 0.061539; 2028-29: 0.063161; 2029-30: 0.064601; 2030-31: 0.065675; 2031-32: 0.066363; 2032-33: 0.066999; 2033-34: 0.067622; 2034-35: 0.068238; 2035-36: 0.068843; 2036-37: 0.069428; 2037-38: 0.069993; 2038-39: 0.070553; 2039-40: 0.071103; 2040-41: 0.071645; 2041-42: 0.072181; 2042-43: 0.072706; 2043-44: 0.073218; 2044-45: 0.073719; 2045-46: 0.074213; 2046-47: 0.0747; 2047-48: 0.075183; 2048-49: 0.075666; 2049-50: 0.076147
26BL | Unmeasured Household - USPL | Input | Ml/d | 2 | 2021-22: 0.050719; 2022-23: 0.048172; 2023-24: 0.045613; 2024-25: 0.039528; 2025-26: 0.032693; 2026-27: 0.029274; 2027-28: 0.028312; 2028-29: 0.02735; 2029-30: 0.026389; 2030-31: 0.02587; 2031-32: 0.025795; 2032-33: 0.025719; 2033-34: 0.025644; 2034-35: 0.025568; 2035-36: 0.025493; 2036-37: 0.025417; 2037-38: 0.025342; 2038-39: 0.025266; 2039-40: 0.025191; 2040-41: 0.025116; 2041-42: 0.02504; 2042-43: 0.024965; 2043-44: 0.024889; 2044-45: 0.024814; 2045-46: 0.024738; 2046-47: 0.024663; 2047-48: 0.024587; 2048-49: 0.024512; 2049-50: 0.024436
27BL | Void Properties - USPL | Input | Ml/d | 2 | 2021-22: 0.0062099; 2022-23: 0.0068867; 2023-24: 0.0069127; 2024-25: 0.0069144; 2025-26: 0.0069168; 2026-27: 0.0070939; 2027-28: 0.0072154; 2028-29: 0.0073262; 2029-30: 0.0074215; 2030-31: 0.0075027; 2031-32: 0.007568; 2032-33: 0.0076289; 2033-34: 0.0076886; 2034-35: 0.007748; 2035-36: 0.0078065; 2036-37: 0.0078633; 2037-38: 0.0079184; 2038-39: 0.0079731; 2039-40: 0.0080272; 2040-41: 0.0080806; 2041-42: 0.0081335; 2042-43: 0.0081854; 2043-44: 0.0082363; 2044-45: 0.0082862; 2045-46: 0.0083355; 2046-47: 0.0083842; 2047-48: 0.0084326; 2048-49: 0.008481; 2049-50: 0.0085292
28BL | Distribution losses | Input | Ml/d | 2 | 2021-22: 1.2054; 2022-23: 0.69755; 2023-24: 0.67002; 2024-25: 0.64374; 2025-26: 0.64542; 2026-27: 0.64511; 2027-28: 0.64418; 2028-29: 0.64338; 2029-30: 0.64278; 2030-31: 0.64212; 2031-32: 0.64141; 2032-33: 0.64076; 2033-34: 0.64013; 2034-35: 0.6395; 2035-36: 0.63888; 2036-37: 0.63829; 2037-38: 0.63772; 2038-39: 0.63715; 2039-40: 0.63659; 2040-41: 0.63604; 2041-42: 0.6355; 2042-43: 0.63497; 2043-44: 0.63445; 2044-45: 0.63395; 2045-46: 0.63345; 2046-47: 0.63297; 2047-48: 0.63248; 2048-49: 0.632; 2049-50: 0.63151
29BL | Total Leakage | sum (23BL:28BL) | Ml/d | 2 | 2019-20: 0; 2020-21: 0; 2021-22: 1.3211; 2022-23: 0.81112; 2023-24: 0.7794; 2024-25: 0.74768; 2025-26: 0.74768; 2026-27: 0.74768; 2027-28: 0.74768; 2028-29: 0.74768; 2029-30: 0.74768; 2030-31: 0.74768; 2031-32: 0.74768; 2032-33: 0.74768; 2033-34: 0.74768; 2034-35: 0.74768; 2035-36: 0.74768; 2036-37: 0.74768; 2037-38: 0.74768; 2038-39: 0.74768; 2039-40: 0.74768; 2040-41: 0.74768; 2041-42: 0.74768; 2042-43: 0.74768; 2043-44: 0.74768; 2044-45: 0.74768; 2045-46: 0.74768; 2046-47: 0.74768; 2047-48: 0.74768; 2048-49: 0.74768; 2049-50: 0.74768
30BL | Leakage/property | (29BL * 1,000,000) / (36BL * 1,000) | l/prop/d | 2 | 2019-20: #DIV/0!; 2020-21: #DIV/0!; 2021-22: 108.1499; 2022-23: 65.2853; 2023-24: 62.5797; 2024-25: 59.9368; 2025-26: 59.2161; 2026-27: 57.8207; 2027-28: 56.7964; 2028-29: 55.9062; 2029-30: 55.182; 2030-31: 54.5635; 2031-32: 54.0589; 2032-33: 53.6016; 2033-34: 53.1612; 2034-35: 52.7321; 2035-36: 52.3172; 2036-37: 51.9224; 2037-38: 51.5471; 2038-39: 51.1801; 2039-40: 50.8231; 2040-41: 50.4755; 2041-42: 50.1369; 2042-43: 49.8097; 2043-44: 49.4946; 2044-45: 49.1903; 2045-46: 48.8939; 2046-47: 48.6053; 2047-48: 48.3221; 2048-49: 48.0424; 2049-50: 47.7668
31BL | Measured Non Household - properties | Input | 000's | 2 | 2021-22: 1.014; 2022-23: 0.98032; 2023-24: 0.98498; 2024-25: 1.0024; 2025-26: 1.023; 2026-27: 1.0276; 2027-28: 1.0323; 2028-29: 1.037; 2029-30: 1.0417; 2030-31: 1.0463; 2031-32: 1.051; 2032-33: 1.0557; 2033-34: 1.0604; 2034-35: 1.065; 2035-36: 1.0697; 2036-37: 1.0744; 2037-38: 1.079; 2038-39: 1.0837; 2039-40: 1.0884; 2040-41: 1.0931; 2041-42: 1.0977; 2042-43: 1.1024; 2043-44: 1.1071; 2044-45: 1.1118; 2045-46: 1.1164; 2046-47: 1.1211; 2047-48: 1.1258; 2048-49: 1.1305; 2049-50: 1.1351
32BL | Unmeasured Non Household - properties | Input | 000's | 2 | 2021-22: 0.025; 2022-23: 0.024538; 2023-24: 0.024426; 2024-25: 0.01515; 2025-26: 0.0083643; 2026-27: 0.0082054; 2027-28: 0.0080464; 2028-29: 0.0078875; 2029-30: 0.0077286; 2030-31: 0.0075697; 2031-32: 0.0074107; 2032-33: 0.0072518; 2033-34: 0.0070929; 2034-35: 0.0070929; 2035-36: 0.0070929; 2036-37: 0.0070929; 2037-38: 0.0070929; 2038-39: 0.0070929; 2039-40: 0.0070929; 2040-41: 0.0070929; 2041-42: 0.0070929; 2042-43: 0.0070929; 2043-44: 0.0070929; 2044-45: 0.0070929; 2045-46: 0.0070929; 2046-47: 0.0070929; 2047-48: 0.0070929; 2048-49: 0.0070929; 2049-50: 0.0070929
33BL | All void non-households - properties | Input | 000's | 2 | 2021-22: 0.11; 2022-23: 0.14776; 2023-24: 0.14833; 2024-25: 0.1453; 2025-26: 0.13664; 2026-27: 0.13724; 2027-28: 0.13784; 2028-29: 0.13845; 2029-30: 0.13905; 2030-31: 0.13965; 2031-32: 0.14025; 2032-33: 0.14086; 2033-34: 0.14146; 2034-35: 0.14208; 2035-36: 0.1427; 2036-37: 0.14332; 2037-38: 0.14394; 2038-39: 0.14456; 2039-40: 0.14518; 2040-41: 0.1458; 2041-42: 0.14642; 2042-43: 0.14704; 2043-44: 0.14766; 2044-45: 0.14828; 2045-46: 0.1489; 2046-47: 0.14952; 2047-48: 0.15014; 2048-49: 0.15076; 2049-50: 0.15138
34BL | Measured households - properties (excl. void) | Year before + sum (34.1BL:34.6BL) | 000's | 2 | 2021-22: 7.344; 2022-23: 7.5865; 2023-24: 7.6597; 2024-25: 7.9922; 2025-26: 8.6487; 2026-27: 9.1964; 2027-28: 9.4899; 2028-29: 9.7606; 2029-30: 9.9981; 2030-31: 10.181; 2031-32: 10.3058; 2032-33: 10.4209; 2033-34: 10.5336; 2034-35: 10.6451; 2035-36: 10.7547; 2036-37: 10.8606; 2037-38: 10.9628; 2038-39: 11.0642; 2039-40: 11.1642; 2040-41: 11.2629; 2041-42: 11.3605; 2042-43: 11.456; 2043-44: 11.5492; 2044-45: 11.6403; 2045-46: 11.7302; 2046-47: 11.8188; 2047-48: 11.9067; 2048-49: 11.9946; 2049-50: 12.0822
34.1BL | New build properties - properties | Input (new builds in each year) | 000's | 2 | 2021-22: 0.115; 2022-23: 0.20896; 2023-24: 0.028481; 2024-25: 0.018165; 2025-26: 0.1493; 2026-27: 0.30219; 2027-28: 0.23068; 2028-29: 0.20709; 2029-30: 0.17316; 2030-31: 0.15123; 2031-32: 0.12556; 2032-33: 0.11565; 2033-34: 0.11319; 2034-35: 0.11191; 2035-36: 0.10993; 2036-37: 0.10613; 2037-38: 0.10233; 2038-39: 0.10148; 2039-40: 0.10098; 2040-41: 0.099661; 2041-42: 0.098388; 2042-43: 0.096324; 2043-44: 0.093926; 2044-45: 0.091795; 2045-46: 0.09049; 2046-47: 0.089147; 2047-48: 0.088534; 2048-49: 0.088426; 2049-50: 0.088157
34.2BL | Meter optants - properties | Input (meter optants in each year) | 000's | 2 | 2021-22: 0; 2022-23: 0.043631; 2023-24: 0.048; 2024-25: 0.306; 2025-26: 0.50803; 2026-27: 0.26135; 2027-28: 0.070634; 2028-29: 0.070634; 2029-30: 0.070634; 2030-31: 0.037745; 2031-32: 0.0048561; 2032-33: 0.0048561; 2033-34: 0.0048561; 2034-35: 0.0048561; 2035-36: 0.0048561; 2036-37: 0.0048561; 2037-38: 0.0048561; 2038-39: 0.0048561; 2039-40: 0.0048561; 2040-41: 0.0048561; 2041-42: 0.0048561; 2042-43: 0.0048561; 2043-44: 0.0048561; 2044-45: 0.0048561; 2045-46: 0.0048561; 2046-47: 0.0048561; 2047-48: 0.0048561; 2048-49: 0.0048561; 2049-50: 0.0048561
34.3BL | Compulsory metering - properties | Input (compulsory meters in each year) | 000's | 2 | 2021-22: 0; 2022-23: 0; 2023-24: 0; 2024-25: 0; 2025-26: 0; 2026-27: 0; 2027-28: 0.003; 2028-29: 0.003; 2029-30: 0.003; 2030-31: 0.0015; 2031-32: 0; 2032-33: 0; 2033-34: 0; 2034-35: 0; 2035-36: 0; 2036-37: 0; 2037-38: 0; 2038-39: 0; 2039-40: 0; 2040-41: 0; 2041-42: 0; 2042-43: 0; 2043-44: 0; 2044-45: 0; 2045-46: 0; 2046-47: 0; 2047-48: 0; 2048-49: 0; 2049-50: 0
34.4BL | Metering on change of occupancy - properties | Input (change of occupancy meters in each year) | 000's | 2 | 2021-22: 0; 2022-23: 0; 2023-24: 0; 2024-25: 0; 2025-26: 0; 2026-27: 0; 2027-28: 0; 2028-29: 0; 2029-30: 0; 2030-31: 0; 2031-32: 0; 2032-33: 0; 2033-34: 0; 2034-35: 0; 2035-36: 0; 2036-37: 0; 2037-38: 0; 2038-39: 0; 2039-40: 0; 2040-41: 0; 2041-42: 0; 2042-43: 0; 2043-44: 0; 2044-45: 0; 2045-46: 0; 2046-47: 0; 2047-48: 0; 2048-49: 0; 2049-50: 0
34.5BL | Selective metering - properties | Input (selective meters in each year) | 000's | 2 | 2021-22: 0; 2022-23: 0.000135; 2023-24: 0.00027; 2024-25: 0.020135; 2025-26: 0.0215; 2026-27: 0.003; 2027-28: 0.003; 2028-29: 0.003; 2029-30: 0.003; 2030-31: 0.0015; 2031-32: 0; 2032-33: 0; 2033-34: 0; 2034-35: 0; 2035-36: 0; 2036-37: 0; 2037-38: 0; 2038-39: 0; 2039-40: 0; 2040-41: 0; 2041-42: 0; 2042-43: 0; 2043-44: 0; 2044-45: 0; 2045-46: 0; 2046-47: 0; 2047-48: 0; 2048-49: 0; 2049-50: 0
34.6BL | Other changes to existing metering - properties | Input (other changes to meters in each year) | 000's | 2 | 2021-22: 0; 2022-23: -0.010181; 2023-24: -0.0036266; 2024-25: -0.011793; 2025-26: -0.022261; 2026-27: -0.018833; 2027-28: -0.01383; 2028-29: -0.013109; 2029-30: -0.012245; 2030-31: -0.0090259; 2031-32: -0.0056926; 2032-33: -0.0053903; 2033-34: -0.0053152; 2034-35: -0.0052761; 2035-36: -0.0052156; 2036-37: -0.0050996; 2037-38: -0.0049836; 2038-39: -0.0049577; 2039-40: -0.0057982; 2040-41: -0.0057581; 2041-42: -0.0057193; 2042-43: -0.0056563; 2043-44: -0.0055831; 2044-45: -0.005518; 2045-46: -0.0054782; 2046-47: -0.0054372; 2047-48: -0.0054185; 2048-49: -0.0054152; 2049-50: -0.005407
34.7BL | Measured household void properties | Input | 000's | 2 | 2021-22: 0.23; 2022-23: 0.23886; 2023-24: 0.24116; 2024-25: 0.25163; 2025-26: 0.2723; 2026-27: 0.28954; 2027-28: 0.29878; 2028-29: 0.3073; 2029-30: 0.31478; 2030-31: 0.32054; 2031-32: 0.32447; 2032-33: 0.32809; 2033-34: 0.33164; 2034-35: 0.33515; 2035-36: 0.3386; 2036-37: 0.34194; 2037-38: 0.34515; 2038-39: 0.34835; 2039-40: 0.3515; 2040-41: 0.35461; 2041-42: 0.35768; 2042-43: 0.36068; 2043-44: 0.36362; 2044-45: 0.36649; 2045-46: 0.36932; 2046-47: 0.3721; 2047-48: 0.37487; 2048-49: 0.37764; 2049-50: 0.3804
35BL | Unmeasured households - properties (excl. void) | Input | 000's | 2 | 2021-22: 3.414; 2022-23: 3.3693; 2023-24: 3.3202; 2024-25: 2.9993; 2025-26: 2.4807; 2026-27: 2.2212; 2027-28: 2.1483; 2028-29: 2.0753; 2029-30: 2.0023; 2030-31: 1.963; 2031-32: 1.9573; 2032-33: 1.9515; 2033-34: 1.9458; 2034-35: 1.9401; 2035-36: 1.9344; 2036-37: 1.9286; 2037-38: 1.9229; 2038-39: 1.9172; 2039-40: 1.9115; 2040-41: 1.9057; 2041-42: 1.9; 2042-43: 1.8943; 2043-44: 1.8886; 2044-45: 1.8828; 2045-46: 1.8771; 2046-47: 1.8714; 2047-48: 1.8657; 2048-49: 1.8599; 2049-50: 1.8542
35.1BL | Unmeasured household void properties | Input | 000's | 2 | 2021-22: 0.078; 2022-23: 0.076934; 2023-24: 0.075811; 2024-25: 0.068486; 2025-26: 0.056643; 2026-27: 0.050719; 2027-28: 0.049053; 2028-29: 0.047387; 2029-30: 0.045721; 2030-31: 0.044822; 2031-32: 0.044691; 2032-33: 0.044561; 2033-34: 0.04443; 2034-35: 0.044299; 2035-36: 0.044169; 2036-37: 0.044038; 2037-38: 0.043907; 2038-39: 0.043776; 2039-40: 0.043646; 2040-41: 0.043515; 2041-42: 0.043384; 2042-43: 0.043253; 2043-44: 0.043123; 2044-45: 0.042992; 2045-46: 0.042861; 2046-47: 0.042731; 2047-48: 0.0426; 2048-49: 0.042469; 2049-50: 0.042338
36BL | Total Resource Zone Properties (incl. voids) | sum (31BL:34BL) + 34.7BL + 35BL + 35.1BL | 000's | 2 | 2019-20: 0; 2020-21: 0; 2021-22: 12.215; 2022-23: 12.4243; 2023-24: 12.4545; 2024-25: 12.4745; 2025-26: 12.6263; 2026-27: 12.931; 2027-28: 13.1642; 2028-29: 13.3739; 2029-30: 13.5494; 2030-31: 13.7029; 2031-32: 13.8309; 2032-33: 13.9489; 2033-34: 14.0644; 2034-35: 14.1788; 2035-36: 14.2913; 2036-37: 14.4; 2037-38: 14.5048; 2038-39: 14.6088; 2039-40: 14.7114; 2040-41: 14.8128; 2041-42: 14.9128; 2042-43: 15.0108; 2043-44: 15.1063; 2044-45: 15.1998; 2045-46: 15.2919; 2046-47: 15.3827; 2047-48: 15.4729; 2048-49: 15.5629; 2049-50: 15.6527
37BL | Measured Non Household - Population | Input | 000's | 2 | 2021-22: 0.22289; 2022-23: 0.22953; 2023-24: 0.23521; 2024-25: 0.24043; 2025-26: 0.24656; 2026-27: 0.25357; 2027-28: 0.26037; 2028-29: 0.26721; 2029-30: 0.27451; 2030-31: 0.28007; 2031-32: 0.28868; 2032-33: 0.29772; 2033-34: 0.305; 2034-35: 0.31085; 2035-36: 0.3153; 2036-37: 0.31939; 2037-38: 0.3231; 2038-39: 0.3274; 2039-40: 0.33129; 2040-41: 0.33504; 2041-42: 0.33928; 2042-43: 0.34449; 2043-44: 0.35039; 2044-45: 0.3563; 2045-46: 0.36301; 2046-47: 0.37002; 2047-48: 0.37725; 2048-49: 0.3849; 2049-50: 0.39249
38BL | Unmeasured Non Household - Population | Input | 000's | 2 | 2021-22: 0; 2022-23: 0; 2023-24: 0; 2024-25: 0; 2025-26: 0; 2026-27: 0; 2027-28: 0; 2028-29: 0; 2029-30: 0; 2030-31: 0; 2031-32: 0; 2032-33: 0; 2033-34: 0; 2034-35: 0; 2035-36: 0; 2036-37: 0; 2037-38: 0; 2038-39: 0; 2039-40: 0; 2040-41: 0; 2041-42: 0; 2042-43: 0; 2043-44: 0; 2044-45: 0; 2045-46: 0; 2046-47: 0; 2047-48: 0; 2048-49: 0; 2049-50: 0
39BL | Measured Household - Population | Input | 000's | 2 | 2021-22: 16.8614; 2022-23: 17.407; 2023-24: 17.5452; 2024-25: 18.1918; 2025-26: 19.6221; 2026-27: 20.8256; 2027-28: 21.4739; 2028-29: 22.0585; 2029-30: 22.5422; 2030-31: 22.8991; 2031-32: 23.1242; 2032-33: 23.3296; 2033-34: 23.5345; 2034-35: 23.7434; 2035-36: 23.9576; 2036-37: 24.1664; 2037-38: 24.3802; 2038-39: 24.5914; 2039-40: 24.7849; 2040-41: 24.9693; 2041-42: 25.1542; 2042-43: 25.3413; 2043-44: 25.5278; 2044-45: 25.7139; 2045-46: 25.8951; 2046-47: 26.0735; 2047-48: 26.2605; 2048-49: 26.4562; 2049-50: 26.6584
40BL | Unmeasured Household - Population | Input | 000's | 2 | 2021-22: 9.8881; 2022-23: 9.7649; 2023-24: 9.632; 2024-25: 8.9202; 2025-26: 7.7878; 2026-27: 7.2035; 2027-28: 7.006; 2028-29: 6.808; 2029-30: 6.6096; 2030-31: 6.4833; 2031-32: 6.4299; 2032-33: 6.377; 2033-34: 6.3246; 2034-35: 6.2727; 2035-36: 6.2214; 2036-37: 6.1707; 2037-38: 6.1206; 2038-39: 6.0712; 2039-40: 6.0224; 2040-41: 5.9742; 2041-42: 5.9265; 2042-43: 5.8794; 2043-44: 5.8329; 2044-45: 5.7869; 2045-46: 5.7416; 2046-47: 5.6968; 2047-48: 5.6526; 2048-49: 5.609; 2049-50: 5.566
41BL | Total Resource Zone Population | sum (37BL:40BL) | 000's | 2 | 2019-20: 0; 2020-21: 0; 2021-22: 26.9725; 2022-23: 27.4015; 2023-24: 27.4124; 2024-25: 27.3524; 2025-26: 27.6565; 2026-27: 28.2827; 2027-28: 28.7402; 2028-29: 29.1337; 2029-30: 29.4263; 2030-31: 29.6625; 2031-32: 29.8427; 2032-33: 30.0043; 2033-34: 30.1641; 2034-35: 30.327; 2035-36: 30.4943; 2036-37: 30.6566; 2037-38: 30.824; 2038-39: 30.99; 2039-40: 31.1386; 2040-41: 31.2786; 2041-42: 31.42; 2042-43: 31.5652; 2043-44: 31.711; 2044-45: 31.8571; 2045-46: 31.9997; 2046-47: 32.1403; 2047-48: 32.2904; 2048-49: 32.4501; 2049-50: 32.617
42BL | Average household occupancy rate (excl. voids) | (39BL + 40BL) / (34BL + 35BL) | h/prop | 1 | 2019-20: #DIV/0!; 2020-21: #DIV/0!; 2021-22: 2.4865; 2022-23: 2.4801; 2023-24: 2.4752; 2024-25: 2.4666; 2025-26: 2.4628; 2026-27: 2.4549; 2027-28: 2.4471; 2028-29: 2.4389; 2029-30: 2.4292; 2030-31: 2.4195; 2031-32: 2.41; 2032-33: 2.401; 2033-34: 2.3927; 2034-35: 2.385; 2035-36: 2.3784; 2036-37: 2.3721; 2037-38: 2.367; 2038-39: 2.3621; 2039-40: 2.3561; 2040-41: 2.3498; 2041-42: 2.3439; 2042-43: 2.3386; 2043-44: 2.3338; 2044-45: 2.3294; 2045-46: 2.325; 2046-47: 2.3207; 2047-48: 2.3172; 2048-49: 2.3144; 2049-50: 2.3123
43BL | Total Household Metering penetration (excl. voids) | 34BL / (34BL + 35BL) | % | 1 | 2019-20: #DIV/0!; 2020-21: #DIV/0!; 2021-22: 68.27%; 2022-23: 69.25%; 2023-24: 69.76%; 2024-25: 72.71%; 2025-26: 77.71%; 2026-27: 80.55%; 2027-28: 81.54%; 2028-29: 82.47%; 2029-30: 83.31%; 2030-31: 83.84%; 2031-32: 84.04%; 2032-33: 84.23%; 2033-34: 84.41%; 2034-35: 84.58%; 2035-36: 84.76%; 2036-37: 84.92%; 2037-38: 85.08%; 2038-39: 85.23%; 2039-40: 85.38%; 2040-41: 85.53%; 2041-42: 85.67%; 2042-43: 85.81%; 2043-44: 85.95%; 2044-45: 86.08%; 2045-46: 86.21%; 2046-47: 86.33%; 2047-48: 86.45%; 2048-49: 86.58%; 2049-50: 86.7%
44BL | Total Household Metering penetration (incl. voids) | (34BL) / (34BL + 34.7BL + 35BL + 35.1BL) | % | 1 | 2019-20: #DIV/0!; 2020-21: #DIV/0!; 2021-22: 66.37%; 2022-23: 67.31%; 2023-24: 67.8%; 2024-25: 70.65%; 2025-26: 75.48%; 2026-27: 78.21%; 2027-28: 79.17%; 2028-29: 80.07%; 2029-30: 80.88%; 2030-31: 81.39%; 2031-32: 81.58%; 2032-33: 81.76%; 2033-34: 81.94%; 2034-35: 82.11%; 2035-36: 82.27%; 2036-37: 82.43%; 2037-38: 82.58%; 2038-39: 82.73%; 2039-40: 82.88%; 2040-41: 83.02%; 2041-42: 83.16%; 2042-43: 83.29%; 2043-44: 83.42%; 2044-45: 83.55%; 2045-46: 83.67%; 2046-47: 83.79%; 2047-48: 83.91%; 2048-49: 84.03%; 2049-50: 84.14%
45BL | Distribution input | sum (12BL:15BL) +21BL + 22BL + 27BL + 28BL | Ml/d | 2 | 2019-20: 0; 2020-21: 0; 2021-22: 9.9432; 2022-23: 13.3868; 2023-24: 13.2902; 2024-25: 13.2787; 2025-26: 13.2565; 2026-27: 13.321; 2027-28: 13.3742; 2028-29: 13.4195; 2029-30: 13.4515; 2030-31: 13.4808; 2031-32: 13.5077; 2032-33: 13.5327; 2033-34: 13.5572; 2034-35: 13.5826; 2035-36: 13.6088; 2036-37: 13.6353; 2037-38: 13.6624; 2038-39: 13.6899; 2039-40: 13.7145; 2040-41: 13.7336; 2041-42: 13.7566; 2042-43: 13.7812; 2043-44: 13.8058; 2044-45: 13.8305; 2045-46: 13.8543; 2046-47: 13.8788; 2047-48: 13.9039; 2048-49: 13.9299; 2049-50: 13.9562
46BL | Target headroom (climate change component) | Input | Ml/d | 2 | 2021-22: 0.16965; 2022-23: 0.039998; 2023-24: 0.17982; 2024-25: -0.064054; 2025-26: 0.20378; 2026-27: 0.05214; 2027-28: 0.12063; 2028-29: 0.080861; 2029-30: 0.061072; 2030-31: 0.012375; 2031-32: 0.0013805; 2032-33: 0.023052; 2033-34: 0.017932; 2034-35: 0.011074; 2035-36: 0.015737; 2036-37: 0.024258; 2037-38: 0.023782; 2038-39: 0.020918; 2039-40: 0.020586; 2040-41: 0.024426; 2041-42: 0.029952; 2042-43: 0.021434; 2043-44: 0.023784; 2044-45: 0.022481; 2045-46: 0.025882; 2046-47: 0.025221; 2047-48: 0.02546; 2048-49: 0.034743; 2049-50: 0.032628
47BL | Target headroom (All other components) | Input | Ml/d | 2 | 2021-22: 0.88035; 2022-23: 0.91; 2023-24: 0.92018; 2024-25: 0.97405; 2025-26: 0.90622; 2026-27: 0.94786; 2027-28: 0.85937; 2028-29: 0.93914; 2029-30: 0.93893; 2030-31: 0.67762; 2031-32: 0.50862; 2032-33: 0.31695; 2033-34: 0.32207; 2034-35: 0.29893; 2035-36: 0.27426; 2036-37: 0.27574; 2037-38: 0.27622; 2038-39: 0.27908; 2039-40: 0.27941; 2040-41: 0.27557; 2041-42: 0.26005; 2042-43: 0.24857; 2043-44: 0.23622; 2044-45: 0.22752; 2045-46: 0.21412; 2046-47: 0.21478; 2047-48: 0.21454; 2048-49: 0.21526; 2049-50: 0.21737
48BL | Target Headroom | 46BL + 47BL | Ml/d | 2 | 2019-20: 0; 2020-21: 0; 2021-22: 1.05; 2022-23: 0.95; 2023-24: 1.1; 2024-25: 0.91; 2025-26: 1.11; 2026-27: 1; 2027-28: 0.98; 2028-29: 1.02; 2029-30: 1; 2030-31: 0.69; 2031-32: 0.51; 2032-33: 0.34; 2033-34: 0.34; 2034-35: 0.31; 2035-36: 0.29; 2036-37: 0.3; 2037-38: 0.3; 2038-39: 0.3; 2039-40: 0.3; 2040-41: 0.3; 2041-42: 0.29; 2042-43: 0.27; 2043-44: 0.26; 2044-45: 0.25; 2045-46: 0.24; 2046-47: 0.24; 2047-48: 0.24; 2048-49: 0.25; 2049-50: 0.25
49BL | Available Headroom | 11BL - 45BL | Ml/d | 2 | 2019-20: 0; 2020-21: 0; 2021-22: -1.9232; 2022-23: -5.3668; 2023-24: -5.2702; 2024-25: -5.2587; 2025-26: -5.2365; 2026-27: -5.301; 2027-28: -5.3542; 2028-29: -5.3995; 2029-30: -5.4315; 2030-31: -5.9908; 2031-32: -6.0177; 2032-33: -6.0427; 2033-34: -6.0672; 2034-35: -6.0926; 2035-36: -6.1188; 2036-37: -6.1453; 2037-38: -6.1724; 2038-39: -6.1999; 2039-40: -6.2245; 2040-41: -6.8936; 2041-42: -6.9166; 2042-43: -6.9412; 2043-44: -6.9658; 2044-45: -6.9905; 2045-46: -7.6543; 2046-47: -7.6788; 2047-48: -7.7039; 2048-49: -7.7299; 2049-50: -7.7562
49.1BL | Available non-potable balance (if applicable) | 1.1BL -12.1BL | Ml/d | 2 | 2019-20: 0; 2020-21: 0; 2021-22: 0; 2022-23: 0; 2023-24: 0; 2024-25: 0; 2025-26: 0; 2026-27: 0; 2027-28: 0; 2028-29: 0; 2029-30: 0; 2030-31: 0; 2031-32: 0; 2032-33: 0; 2033-34: 0; 2034-35: 0; 2035-36: 0; 2036-37: 0; 2037-38: 0; 2038-39: 0; 2039-40: 0; 2040-41: 0; 2041-42: 0; 2042-43: 0; 2043-44: 0; 2044-45: 0; 2045-46: 0; 2046-47: 0; 2047-48: 0; 2048-49: 0; 2049-50: 0
50BL | Supply Demand Balance | 49BL - 48BL | Ml/d | 2 | 2019-20: 0; 2020-21: 0; 2021-22: -2.9732; 2022-23: -6.3168; 2023-24: -6.3702; 2024-25: -6.1687; 2025-26: -6.3465; 2026-27: -6.301; 2027-28: -6.3342; 2028-29: -6.4195; 2029-30: -6.4315; 2030-31: -6.6808; 2031-32: -6.5277; 2032-33: -6.3827; 2033-34: -6.4072; 2034-35: -6.4026; 2035-36: -6.4088; 2036-37: -6.4453; 2037-38: -6.4724; 2038-39: -6.4999; 2039-40: -6.5245; 2040-41: -7.1936; 2041-42: -7.2066; 2042-43: -7.2112; 2043-44: -7.2258; 2044-45: -7.2405; 2045-46: -7.8943; 2046-47: -7.9188; 2047-48: -7.9439; 2048-49: -7.9799; 2049-50: -8.0062
Table 3b: DYAA - Final plan Options | Back to top of sheet
WRMP24 reference | Option type | Cat ID | Unit | Decimal places | 2019-20 | 2020-21 | 2021-22 | 2022-23 | 2023-24 | 2024-25 | 2025-26 | 2026-27 | 2027-28 | 2028-29 | 2029-30 | 2030-31 | 2031-32 | 2032-33 | 2033-34 | 2034-35 | 2035-36 | 2036-37 | 2037-38 | 2038-39 | 2039-40 | 2040-41 | 2041-42 | 2042-43 | 2043-44 | 2044-45 | 2045-46 | 2046-47 | 2047-48 | 2048-49 | 2049-50 | 2050-51 | 2051-52 | 2052-53 | 2053-54 | 2054-55 | 2055-56 | 2056-57 | 2057-58 | 2058-59 | 2059-60 | 2060-61 | 2061-62 | 2062-63 | 2063-64 | 2064-65 | 2065-66 | 2066-67 | 2067-68 | 2068-69 | 2069-70 | 2070-71 | 2071-72 | 2072-73 | 2073-74 | 2074-75 | 2075-76 | 2076-77 | 2077-78 | 2078-79 | 2079-80 | 2080-81 | 2081-82 | 2082-83 | 2083-84 | 2084-85 | 2085-86 | 2086-87 | 2087-88 | 2088-89 | 2089-90 | 2090-91 | 2091-92 | 2092-93 | 2093-94 | 2094-95 | 2095-96 | 2096-97 | 2097-98 | 2098-99 | 2099-100
1.11FP | Non potable supplies input reductions as -ve and increases as +ve | RSNPS | Ml/d | 2 | 2021-22: 0; 2022-23: 0; 2023-24: 0; 2024-25: 0; 2025-26: 0; 2026-27: 0; 2027-28: 0; 2028-29: 0; 2029-30: 0; 2030-31: 0; 2031-32: 0; 2032-33: 0; 2033-34: 0; 2034-35: 0; 2035-36: 0; 2036-37: 0; 2037-38: 0; 2038-39: 0; 2039-40: 0; 2040-41: 0; 2041-42: 0; 2042-43: 0; 2043-44: 0; 2044-45: 0; 2045-46: 0; 2046-47: 0; 2047-48: 0; 2048-49: 0; 2049-50: 0
2.1FP | Raw water imports input reductions as -ve | RSRWI | Ml/d | 2 | 2021-22: 0; 2022-23: 0; 2023-24: 0; 2024-25: 0; 2025-26: 0; 2026-27: 0; 2027-28: 0; 2028-29: 0; 2029-30: 0; 2030-31: 0; 2031-32: 0; 2032-33: 0; 2033-34: 0; 2034-35: 0; 2035-36: 0; 2036-37: 0; 2037-38: 0; 2038-39: 0; 2039-40: 0; 2040-41: 0; 2041-42: 0; 2042-43: 0; 2043-44: 0; 2044-45: 0; 2045-46: 0; 2046-47: 0; 2047-48: 0; 2048-49: 0; 2049-50: 0
3.1FP | Potable water imports input reductions as -ve | RSPWI | Ml/d | 2 | 2021-22: 0; 2022-23: 0; 2023-24: 0; 2024-25: 0; 2025-26: 0; 2026-27: 0; 2027-28: 0; 2028-29: 2.0192; 2029-30: 1.975; 2030-31: 2.1603; 2031-32: 1.9416; 2032-33: 5.6543; 2033-34: 5.6131; 2034-35: 5.5425; 2035-36: 5.4854; 2036-37: 5.4584; 2037-38: 5.4219; 2038-39: 5.4008; 2039-40: 5.3776; 2040-41: 6.001; 2041-42: 5.9673; 2042-43: 5.9252; 2043-44: 5.9053; 2044-45: 5.9066; 2045-46: 6.5473; 2046-47: 6.5586; 2047-48: 6.5703; 2048-49: 6.5927; 2049-50: 6.6051
4.1FP | Raw water exports input reductions as +ve and increases as -ve | RSRWE | Ml/d | 2 | 2021-22: 0; 2022-23: 0; 2023-24: 0; 2024-25: 0; 2025-26: 0; 2026-27: 0; 2027-28: 0; 2028-29: 0; 2029-30: 0; 2030-31: 0; 2031-32: 0; 2032-33: 0; 2033-34: 0; 2034-35: 0; 2035-36: 0; 2036-37: 0; 2037-38: 0; 2038-39: 0; 2039-40: 0; 2040-41: 0; 2041-42: 0; 2042-43: 0; 2043-44: 0; 2044-45: 0; 2045-46: 0; 2046-47: 0; 2047-48: 0; 2048-49: 0; 2049-50: 0
5.1FP | Potable water exports input reductions as +ve and increases as -ve | RSPWE | Ml/d | 2 | 2021-22: 0; 2022-23: 0; 2023-24: 0; 2024-25: 0; 2025-26: 0; 2026-27: 0; 2027-28: 0; 2028-29: 0; 2029-30: 0; 2030-31: 0; 2031-32: 0; 2032-33: 0; 2033-34: 0; 2034-35: 0; 2035-36: 0; 2036-37: 0; 2037-38: 0; 2038-39: 0; 2039-40: 0; 2040-41: 0; 2041-42: 0; 2042-43: 0; 2043-44: 0; 2044-45: 0; 2045-46: 0; 2046-47: 0; 2047-48: 0; 2048-49: 0; 2049-50: 0
6.2FP | DO benefit from increase raw water abstractions | RSRWA | Ml/d | 2 | 2021-22: 0; 2022-23: 0; 2023-24: 0; 2024-25: 0; 2025-26: 0; 2026-27: 0; 2027-28: 0; 2028-29: 0; 2029-30: 0; 2030-31: 0; 2031-32: 0; 2032-33: 0; 2033-34: 0; 2034-35: 0; 2035-36: 0; 2036-37: 0; 2037-38: 0; 2038-39: 0; 2039-40: 0; 2040-41: 0; 2041-42: 0; 2042-43: 0; 2043-44: 0; 2044-45: 0; 2045-46: 0; 2046-47: 0; 2047-48: 0; 2048-49: 0; 2049-50: 0
6.3FP | Other options to increase deployable output | RSIPO | Ml/d | 2 | 2021-22: 0; 2022-23: 0; 2023-24: 0; 2024-25: 0; 2025-26: 2.27; 2026-27: 2.27; 2027-28: 2.27; 2028-29: 0; 2029-30: 0; 2030-31: 0; 2031-32: 0; 2032-33: 0; 2033-34: 0; 2034-35: 0; 2035-36: 0; 2036-37: 0; 2037-38: 0; 2038-39: 0; 2039-40: 0; 2040-41: 0; 2041-42: 0; 2042-43: 0; 2043-44: 0; 2044-45: 0; 2045-46: 0; 2046-47: 0; 2047-48: 0; 2048-49: 0; 2049-50: 0
7.01FP | DO benefit from supply side drought measures | RSDPS | Ml/d | 2 | 2021-22: 0; 2022-23: 0; 2023-24: 0; 2024-25: 0; 2025-26: 0; 2026-27: 0; 2027-28: 0; 2028-29: 0; 2029-30: 0; 2030-31: 0; 2031-32: 0; 2032-33: 0; 2033-34: 0; 2034-35: 0; 2035-36: 0; 2036-37: 0; 2037-38: 0; 2038-39: 0; 2039-40: 0; 2040-41: 0; 2041-42: 0; 2042-43: 0; 2043-44: 0; 2044-45: 0; 2045-46: 0; 2046-47: 0; 2047-48: 0; 2048-49: 0; 2049-50: 0
7.02FP | Benefit from demand side drought measures | RSDPD | Ml/d | 2 | 2021-22: 0.43328; 2022-23: 0.43938; 2023-24: 0.43024; 2024-25: 0.41098; 2025-26: 0.38029; 2026-27: 0.36024; 2027-28: 0.36984; 2028-29: 0.37022; 2029-30: 0.36916; 2030-31: 0.36792; 2031-32: 0.36626; 2032-33: 0.36429; 2033-34: 0.36129; 2034-35: 0.35837; 2035-36: 0.35572; 2036-37: 0.35311; 2037-38: 0.35056; 2038-39: 0.34806; 2039-40: 0.34533; 2040-41: 0.34225; 2041-42: 0.33949; 2042-43: 0.33691; 2043-44: 0.33568; 2044-45: 0.33677; 2045-46: 0.3378; 2046-47: 0.33891; 2047-48: 0.34008; 2048-49: 0.34134; 2049-50: 0.34261
8.1FP | Reduce raw water losses and operational use input as -ve | RSLOU | Ml/d | 2 | 2021-22: 0; 2022-23: 0; 2023-24: 0; 2024-25: 0; 2025-26: 0; 2026-27: 0; 2027-28: 0; 2028-29: 0; 2029-30: 0; 2030-31: 0; 2031-32: 0; 2032-33: 0; 2033-34: 0; 2034-35: 0; 2035-36: 0; 2036-37: 0; 2037-38: 0; 2038-39: 0; 2039-40: 0; 2040-41: 0; 2041-42: 0; 2042-43: 0; 2043-44: 0; 2044-45: 0; 2045-46: 0; 2046-47: 0; 2047-48: 0; 2048-49: 0; 2049-50: 0
8.2FP | Reduce treatment works losses input as -ve | PSTWL | Ml/d | 2 | 2021-22: 0; 2022-23: 0; 2023-24: 0; 2024-25: 0; 2025-26: 0; 2026-27: 0; 2027-28: 0; 2028-29: 0; 2029-30: 0; 2030-31: 0; 2031-32: 0; 2032-33: 0; 2033-34: 0; 2034-35: 0; 2035-36: 0; 2036-37: 0; 2037-38: 0; 2038-39: 0; 2039-40: 0; 2040-41: 0; 2041-42: 0; 2042-43: 0; 2043-44: 0; 2044-45: 0; 2045-46: 0; 2046-47: 0; 2047-48: 0; 2048-49: 0; 2049-50: 0
9.1FP | Reduce outages input as -ve | PSROU | Ml/d | 2 | 2021-22: 0; 2022-23: 0; 2023-24: 0; 2024-25: 0; 2025-26: 0; 2026-27: 0; 2027-28: 0; 2028-29: 0; 2029-30: 0; 2030-31: 0; 2031-32: 0; 2032-33: 0; 2033-34: 0; 2034-35: 0; 2035-36: 0; 2036-37: 0; 2037-38: 0; 2038-39: 0; 2039-40: 0; 2040-41: 0; 2041-42: 0; 2042-43: 0; 2043-44: 0; 2044-45: 0; 2045-46: 0; 2046-47: 0; 2047-48: 0; 2048-49: 0; 2049-50: 0
12.2FP | Change volume delivered to measured non households input reductions as -ve, line to include both measured non-household consumption and USPL options | CVMNH | Ml/d | 2 | 2021-22: 0; 2022-23: -4.2757; 2023-24: -4.0999; 2024-25: -4.0759; 2025-26: -3.9055; 2026-27: -3.8775; 2027-28: -3.8959; 2028-29: -3.9145; 2029-30: -3.9323; 2030-31: -3.9589; 2031-32: -3.9854; 2032-33: -0.087377; 2033-34: -0.10376; 2034-35: -0.12014; 2035-36: -0.13536; 2036-37: -0.15058; 2037-38: -0.1658; 2038-39: -0.1658; 2039-40: -0.16581; 2040-41: -0.16582; 2041-42: -0.16582; 2042-43: -0.16583; 2043-44: -0.16584; 2044-45: -0.16585; 2045-46: -0.16585; 2046-47: -0.16586; 2047-48: -0.16587; 2048-49: -0.16588; 2049-50: -0.16588
13.1FP | Change volume delivered to unmeasured non households input reductions as -ve, line to include both unmeasured non-household consumption and USPL options | CVUNH | Ml/d | 2 | 2021-22: 0; 2022-23: 0; 2023-24: 0; 2024-25: 0; 2025-26: -1.1189e-06; 2026-27: -2.1953e-06; 2027-28: -3.2292e-06; 2028-29: -4.2206e-06; 2029-30: -5.1694e-06; 2030-31: -6.0758e-06; 2031-32: -6.9396e-06; 2032-33: -7.7608e-06; 2033-34: -8.5396e-06; 2034-35: -9.4884e-06; 2035-36: -1.0437e-05; 2036-37: -1.1386e-05; 2037-38: -1.2335e-05; 2038-39: -1.3284e-05; 2039-40: -1.4233e-05; 2040-41: -1.5182e-05; 2041-42: -1.613e-05; 2042-43: -1.7079e-05; 2043-44: -1.8028e-05; 2044-45: -1.8977e-05; 2045-46: -1.9926e-05; 2046-47: -2.0875e-05; 2047-48: -2.1823e-05; 2048-49: -2.2772e-05; 2049-50: -2.3721e-05
14.1FP | Change volume delivered to measured households input reductions as -ve, line to include both measured household consumption and USPL options | CVMHH | Ml/d | 2 | 2021-22: 0; 2022-23: 0; 2023-24: 0; 2024-25: 0; 2025-26: 0.43946; 2026-27: 0.8994; 2027-28: 0.92565; 2028-29: 0.86503; 2029-30: 0.80234; 2030-31: 0.75206; 2031-32: 0.71197; 2032-33: 0.67053; 2033-34: 0.61899; 2034-35: 0.56739; 2035-36: 0.51828; 2036-37: 0.46903; 2037-38: 0.41949; 2038-39: 0.37024; 2039-40: 0.32142; 2040-41: 0.27464; 2041-42: 0.22748; 2042-43: 0.18095; 2043-44: 0.14794; 2044-45: 0.13808; 2045-46: 0.12831; 2046-47: 0.11889; 2047-48: 0.10927; 2048-49: 0.09956; 2049-50: 0.089394
15.1FP | Change volume delivered to unmeasured households input reductions as -ve, line to include both unmeasured household consumption and USPL options | CVUHH | Ml/d | 2 | 2021-22: 0; 2022-23: 0; 2023-24: 0; 2024-25: 0; 2025-26: -0.50398; 2026-27: -1.0301; 2027-28: -0.99976; 2028-29: -0.96929; 2029-30: -0.93875; 2030-31: -0.9203; 2031-32: -0.91425; 2032-33: -0.90826; 2033-34: -0.90246; 2034-35: -0.8967; 2035-36: -0.89157; 2036-37: -0.88649; 2037-38: -0.88137; 2038-39: -0.87645; 2039-40: -0.87151; 2040-41: -0.86683; 2041-42: -0.86253; 2042-43: -0.85861; 2043-44: -0.85479; 2044-45: -0.8506; 2045-46: -0.84639; 2046-47: -0.84241; 2047-48: -0.83842; 2048-49: -0.83449; 2049-50: -0.83038
21.1FP | Options to reduce water taken unbilled input as -ve | CSWTU | Ml/d | 2 | 2021-22: 0; 2022-23: 0; 2023-24: 0; 2024-25: 0; 2025-26: -0.00013399; 2026-27: -0.00026361; 2027-28: -0.00025489; 2028-29: -0.00024616; 2029-30: -0.00023744; 2030-31: -0.00023278; 2031-32: -0.00023219; 2032-33: -0.00023159; 2033-34: -0.000231; 2034-35: -0.00023041; 2035-36: -0.00022982; 2036-37: -0.00022923; 2037-38: -0.00022864; 2038-39: -0.00022805; 2039-40: -0.00022745; 2040-41: -0.00022692; 2041-42: -0.00022645; 2042-43: -0.00022598; 2043-44: -0.00022551; 2044-45: -0.00022504; 2045-46: -0.00022457; 2046-47: -0.0002241; 2047-48: -0.00022364; 2048-49: -0.00022317; 2049-50: -0.0002227
22.1FP | Reduce distribution system operational use (DSOU) input as -ve | DSDOU | Ml/d | 2 | 2021-22: 0; 2022-23: 0; 2023-24: 0; 2024-25: 0; 2025-26: 0; 2026-27: 0; 2027-28: 0; 2028-29: 0; 2029-30: 0; 2030-31: 0; 2031-32: 0; 2032-33: 0; 2033-34: 0; 2034-35: 0; 2035-36: 0; 2036-37: 0; 2037-38: 0; 2038-39: 0; 2039-40: 0; 2040-41: 0; 2041-42: 0; 2042-43: 0; 2043-44: 0; 2044-45: 0; 2045-46: 0; 2046-47: 0; 2047-48: 0; 2048-49: 0; 2049-50: 0
23.1FP | Options impacting on measured Non Household - USPL input reductions as -ve | CUMNH | Ml/d | 2 | 2021-22: 0; 2022-23: 0; 2023-24: 0; 2024-25: 0; 2025-26: -6.3684e-05; 2026-27: -0.00012795; 2027-28: -0.0001928; 2028-29: -0.00025823; 2029-30: -0.00032424; 2030-31: -0.00039084; 2031-32: -0.00045801; 2032-33: -0.00052577; 2033-34: -0.00059411; 2034-35: -0.00066303; 2035-36: -0.00073253; 2036-37: -0.00080262; 2037-38: -0.00087329; 2038-39: -0.00094454; 2039-40: -0.0010164; 2040-41: -0.0010888; 2041-42: -0.0011618; 2042-43: -0.0012354; 2043-44: -0.0013095; 2044-45: -0.0013843; 2045-46: -0.0014596; 2046-47: -0.0015355; 2047-48: -0.001612; 2048-49: -0.001689; 2049-50: -0.0017667
24.1FP | Options impacting on unmeasured Non Household - USPL input reductions as -ve | CUUNH | Ml/d | 2 | 2021-22: 0; 2022-23: 0; 2023-24: 0; 2024-25: 0; 2025-26: -1.1189e-06; 2026-27: -2.1953e-06; 2027-28: -3.2292e-06; 2028-29: -4.2206e-06; 2029-30: -5.1694e-06; 2030-31: -6.0758e-06; 2031-32: -6.9396e-06; 2032-33: -7.7608e-06; 2033-34: -8.5396e-06; 2034-35: -9.4884e-06; 2035-36: -1.0437e-05; 2036-37: -1.1386e-05; 2037-38: -1.2335e-05; 2038-39: -1.3284e-05; 2039-40: -1.4233e-05; 2040-41: -1.5182e-05; 2041-42: -1.613e-05; 2042-43: -1.7079e-05; 2043-44: -1.8028e-05; 2044-45: -1.8977e-05; 2045-46: -1.9926e-05; 2046-47: -2.0875e-05; 2047-48: -2.1823e-05; 2048-49: -2.2772e-05; 2049-50: -2.3721e-05
25.1FP | Options impacting on measured Household - USPL input reductions as -ve | CUMHH | Ml/d | 2 | 2021-22: 0; 2022-23: 0; 2023-24: 0; 2024-25: 0; 2025-26: 0.0050877; 2026-27: 0.0097374; 2027-28: 0.0084615; 2028-29: 0.0071656; 2029-30: 0.0058562; 2030-31: 0.0047776; 2031-32: 0.0039349; 2032-33: 0.0030831; 2033-34: 0.0022203; 2034-35: 0.0013463; 2035-36: 0.00046155; 2036-37: -0.0004323; 2037-38: -0.0013347; 2038-39: -0.0022472; 2039-40: -0.0031687; 2040-41: -0.0040973; 2041-42: -0.0050329; 2042-43: -0.0059768; 2043-44: -0.0069283; 2044-45: -0.0078873; 2045-46: -0.0088544; 2046-47: -0.0098293; 2047-48: -0.010813; 2048-49: -0.011805; 2049-50: -0.012807
26.1FP | Options impacting on unmeasured Household - USPL input reductions as -ve | CUUHH | Ml/d | 2 | 2021-22: 0; 2022-23: 0; 2023-24: 0; 2024-25: 0; 2025-26: -0.014361; 2026-27: -0.027912; 2027-28: -0.027002; 2028-29: -0.026092; 2029-30: -0.02518; 2030-31: -0.024698; 2031-32: -0.024648; 2032-33: -0.024597; 2033-34: -0.024545; 2034-35: -0.024494; 2035-36: -0.024442; 2036-37: -0.02439; 2037-38: -0.024337; 2038-39: -0.024285; 2039-40: -0.024232; 2040-41: -0.024184; 2041-42: -0.024141; 2042-43: -0.024098; 2043-44: -0.024054; 2044-45: -0.024009; 2045-46: -0.023964; 2046-47: -0.023919; 2047-48: -0.023873; 2048-49: -0.023827; 2049-50: -0.023779
27.1FP | Options impacting on Void properties - USPL input reductions as -ve | CUVPP | Ml/d | 2 | 2021-22: 0; 2022-23: 0; 2023-24: 0; 2024-25: 0; 2025-26: 0.00013399; 2026-27: 0.00026361; 2027-28: 0.00025489; 2028-29: 0.00024616; 2029-30: 0.00023744; 2030-31: 0.00023278; 2031-32: 0.00023219; 2032-33: 0.00023159; 2033-34: 0.000231; 2034-35: 0.00023041; 2035-36: 0.00022982; 2036-37: 0.00022923; 2037-38: 0.00022864; 2038-39: 0.00022805; 2039-40: 0.00022745; 2040-41: 0.00022692; 2041-42: 0.00022645; 2042-43: 0.00022598; 2043-44: 0.00022551; 2044-45: 0.00022504; 2045-46: 0.00022457; 2046-47: 0.0002241; 2047-48: 0.00022364; 2048-49: 0.00022317; 2049-50: 0.0002227
28.1FP | Reduce distribution losses input as -ve | DSRDL | Ml/d | 2 | 2021-22: 0; 2022-23: 0; 2023-24: 0; 2024-25: 0; 2025-26: 0.0016146; 2026-27: 0.0028628; 2027-28: -0.0042862; 2028-29: -0.011415; 2029-30: -0.018531; 2030-31: -0.025451; 2031-32: -0.03218; 2032-33: -0.0389; 2033-34: -0.045608; 2034-35: -0.052305; 2035-36: -0.05899; 2036-37: -0.065666; 2037-38: -0.072333; 2038-39: -0.07899; 2039-40: -0.085637; 2040-41: -0.092272; 2041-42: -0.098894; 2042-43: -0.10551; 2043-44: -0.11211; 2044-45: -0.11871; 2045-46: -0.1253; 2046-47: -0.13189; 2047-48: -0.13846; 2048-49: -0.14503; 2049-50: -0.15158
Table 3c: DYAA - Final plan | Back to top of sheet
WRMP24 reference | Component | Derivation | Unit | Decimal places | 2019-20 | 2020-21 | 2021-22 | 2022-23 | 2023-24 | 2024-25 | 2025-26 | 2026-27 | 2027-28 | 2028-29 | 2029-30 | 2030-31 | 2031-32 | 2032-33 | 2033-34 | 2034-35 | 2035-36 | 2036-37 | 2037-38 | 2038-39 | 2039-40 | 2040-41 | 2041-42 | 2042-43 | 2043-44 | 2044-45 | 2045-46 | 2046-47 | 2047-48 | 2048-49 | 2049-50 | 2050-51 | 2051-52 | 2052-53 | 2053-54 | 2054-55 | 2055-56 | 2056-57 | 2057-58 | 2058-59 | 2059-60 | 2060-61 | 2061-62 | 2062-63 | 2063-64 | 2064-65 | 2065-66 | 2066-67 | 2067-68 | 2068-69 | 2069-70 | 2070-71 | 2071-72 | 2072-73 | 2073-74 | 2074-75 | 2075-76 | 2076-77 | 2077-78 | 2078-79 | 2079-80 | 2080-81 | 2081-82 | 2082-83 | 2083-84 | 2084-85 | 2085-86 | 2086-87 | 2087-88 | 2088-89 | 2089-90 | 2090-91 | 2091-92 | 2092-93 | 2093-94 | 2094-95 | 2095-96 | 2096-97 | 2097-98 | 2098-99 | 2099-100
1FP | Raw water abstracted | Input | Ml/d | 2 | 2021-22: 9.6346; 2022-23: 9.6111; 2023-24: 9.549; 2024-25: 9.4971; 2025-26: 9.56; 2026-27: 9.584; 2027-28: 9.5992; 2028-29: 9.5572; 2029-30: 9.5143; 2030-31: 9.3821; 2031-32: 9.3479; 2032-33: 12.9583; 2033-34: 12.9165; 2034-35: 12.8762; 2035-36: 12.8451; 2036-37: 12.8163; 2037-38: 12.8116; 2038-39: 12.8083; 2039-40: 12.8038; 2040-41: 12.7811; 2041-42: 12.7755; 2042-43: 12.7709; 2043-44: 12.7779; 2044-45: 12.7847; 2045-46: 12.777; 2046-47: 12.7841; 2047-48: 12.7918; 2048-49: 12.8011; 2049-50: 12.8114
1.1FP | Non-potable water supplies | 1.1BL + 1.11FP | Ml/d | 2 | 2019-20: 0; 2020-21: 0; 2021-22: 0; 2022-23: 0; 2023-24: 0; 2024-25: 0; 2025-26: 0; 2026-27: 0; 2027-28: 0; 2028-29: 0; 2029-30: 0; 2030-31: 0; 2031-32: 0; 2032-33: 0; 2033-34: 0; 2034-35: 0; 2035-36: 0; 2036-37: 0; 2037-38: 0; 2038-39: 0; 2039-40: 0; 2040-41: 0; 2041-42: 0; 2042-43: 0; 2043-44: 0; 2044-45: 0; 2045-46: 0; 2046-47: 0; 2047-48: 0; 2048-49: 0; 2049-50: 0
2FP | Raw water imported | 2BL + 2.1FP | Ml/d | 2 | 2019-20: 0; 2020-21: 0; 2021-22: 2; 2022-23: 2; 2023-24: 2; 2024-25: 2; 2025-26: 2; 2026-27: 2; 2027-28: 2; 2028-29: 2; 2029-30: 2; 2030-31: 1.46; 2031-32: 1.46; 2032-33: 1.46; 2033-34: 1.46; 2034-35: 1.46; 2035-36: 1.46; 2036-37: 1.46; 2037-38: 1.46; 2038-39: 1.46; 2039-40: 1.46; 2040-41: 1.09; 2041-42: 1.09; 2042-43: 1.09; 2043-44: 1.09; 2044-45: 1.09; 2045-46: 0.73; 2046-47: 0.73; 2047-48: 0.73; 2048-49: 0.73; 2049-50: 0.73
3FP | Potable water imported | 3BL + 3.1FP | Ml/d | 2 | 2019-20: 0; 2020-21: 0; 2021-22: 0; 2022-23: 0; 2023-24: 0; 2024-25: 0; 2025-26: 0; 2026-27: 0; 2027-28: 0; 2028-29: 2.0192; 2029-30: 1.975; 2030-31: 2.1603; 2031-32: 1.9416; 2032-33: 5.6543; 2033-34: 5.6131; 2034-35: 5.5425; 2035-36: 5.4854; 2036-37: 5.4584; 2037-38: 5.4219; 2038-39: 5.4008; 2039-40: 5.3776; 2040-41: 6.001; 2041-42: 5.9673; 2042-43: 5.9252; 2043-44: 5.9053; 2044-45: 5.9066; 2045-46: 6.5473; 2046-47: 6.5586; 2047-48: 6.5703; 2048-49: 6.5927; 2049-50: 6.6051
4FP | Raw water exported enter as -ve | 4BL + 4.1FP | Ml/d | 2 | 2019-20: 0; 2020-21: 0; 2021-22: 0; 2022-23: 0; 2023-24: 0; 2024-25: 0; 2025-26: 0; 2026-27: 0; 2027-28: 0; 2028-29: 0; 2029-30: 0; 2030-31: 0; 2031-32: 0; 2032-33: 0; 2033-34: 0; 2034-35: 0; 2035-36: 0; 2036-37: 0; 2037-38: 0; 2038-39: 0; 2039-40: 0; 2040-41: 0; 2041-42: 0; 2042-43: 0; 2043-44: 0; 2044-45: 0; 2045-46: 0; 2046-47: 0; 2047-48: 0; 2048-49: 0; 2049-50: 0
5FP | Potable water exported enter as -ve | 5BL + 5.1FP | Ml/d | 2 | 2019-20: 0; 2020-21: 0; 2021-22: -0.02; 2022-23: -0.02; 2023-24: -0.02; 2024-25: -0.02; 2025-26: -0.02; 2026-27: -0.02; 2027-28: -0.02; 2028-29: -0.02; 2029-30: -0.02; 2030-31: -0.02; 2031-32: -0.02; 2032-33: -0.02; 2033-34: -0.02; 2034-35: -0.02; 2035-36: -0.02; 2036-37: -0.02; 2037-38: -0.02; 2038-39: -0.02; 2039-40: -0.02; 2040-41: -0.02; 2041-42: -0.02; 2042-43: -0.02; 2043-44: -0.02; 2044-45: -0.02; 2045-46: -0.02; 2046-47: -0.02; 2047-48: -0.02; 2048-49: -0.02; 2049-50: -0.02
6.1FP | Deployable Output post forecast changes | 6.1BL + 6.2FP + 6.3FP +7.01FP +7.02FP | Ml/d | 2 | 2019-20: 0; 2020-21: 0; 2021-22: 6.8133; 2022-23: 6.8194; 2023-24: 6.8102; 2024-25: 6.791; 2025-26: 9.0303; 2026-27: 9.0102; 2027-28: 9.0198; 2028-29: 6.7502; 2029-30: 6.7492; 2030-31: 6.7479; 2031-32: 6.7463; 2032-33: 6.7443; 2033-34: 6.7413; 2034-35: 6.7384; 2035-36: 6.7357; 2036-37: 6.7331; 2037-38: 6.7306; 2038-39: 6.7281; 2039-40: 6.7253; 2040-41: 6.3923; 2041-42: 6.3895; 2042-43: 6.3869; 2043-44: 6.3857; 2044-45: 6.3868; 2045-46: 6.0678; 2046-47: 6.0689; 2047-48: 6.0701; 2048-49: 6.0713; 2049-50: 6.0726
8FP | Raw water losses, treatment works losses and operational use | 8BL + 8.1FP + 8.2FP | Ml/d | 2 | 2019-20: 0; 2020-21: 0; 2021-22: 0.3; 2022-23: 0.3; 2023-24: 0.3; 2024-25: 0.3; 2025-26: 0.3; 2026-27: 0.3; 2027-28: 0.3; 2028-29: 0.3; 2029-30: 0.3; 2030-31: 0.29; 2031-32: 0.29; 2032-33: 0.29; 2033-34: 0.29; 2034-35: 0.29; 2035-36: 0.29; 2036-37: 0.29; 2037-38: 0.29; 2038-39: 0.29; 2039-40: 0.29; 2040-41: 0.24; 2041-42: 0.24; 2042-43: 0.24; 2043-44: 0.24; 2044-45: 0.24; 2045-46: 0.2; 2046-47: 0.2; 2047-48: 0.2; 2048-49: 0.2; 2049-50: 0.2
9FP | Total Outage Allowance | 9BL + 9.1FP | Ml/d | 2 | 2019-20: 0; 2020-21: 0; 2021-22: 0.04; 2022-23: 0.04; 2023-24: 0.04; 2024-25: 0.04; 2025-26: 0.04; 2026-27: 0.04; 2027-28: 0.04; 2028-29: 0.04; 2029-30: 0.04; 2030-31: 0.04; 2031-32: 0.04; 2032-33: 0.04; 2033-34: 0.04; 2034-35: 0.04; 2035-36: 0.04; 2036-37: 0.04; 2037-38: 0.04; 2038-39: 0.04; 2039-40: 0.04; 2040-41: 0.04; 2041-42: 0.04; 2042-43: 0.04; 2043-44: 0.04; 2044-45: 0.04; 2045-46: 0.04; 2046-47: 0.04; 2047-48: 0.04; 2048-49: 0.04; 2049-50: 0.04
10FP | Water Available For Use (own sources) | (6.1FP) - (8FP + 9FP) | Ml/d | 2 | 2019-20: 0; 2020-21: 0; 2021-22: 6.4733; 2022-23: 6.4794; 2023-24: 6.4702; 2024-25: 6.451; 2025-26: 8.6903; 2026-27: 8.6702; 2027-28: 8.6798; 2028-29: 6.4102; 2029-30: 6.4092; 2030-31: 6.4179; 2031-32: 6.4163; 2032-33: 6.4143; 2033-34: 6.4113; 2034-35: 6.4084; 2035-36: 6.4057; 2036-37: 6.4031; 2037-38: 6.4006; 2038-39: 6.3981; 2039-40: 6.3953; 2040-41: 6.1123; 2041-42: 6.1095; 2042-43: 6.1069; 2043-44: 6.1057; 2044-45: 6.1068; 2045-46: 5.8278; 2046-47: 5.8289; 2047-48: 5.8301; 2048-49: 5.8313; 2049-50: 5.8326
11FP | Total Water Available For Use | 10FP + sum (2FP:5FP) | Ml/d | 2 | 2019-20: 0; 2020-21: 0; 2021-22: 8.4533; 2022-23: 8.4594; 2023-24: 8.4502; 2024-25: 8.431; 2025-26: 10.6703; 2026-27: 10.6502; 2027-28: 10.6598; 2028-29: 10.4094; 2029-30: 10.3642; 2030-31: 10.0182; 2031-32: 9.7979; 2032-33: 13.5086; 2033-34: 13.4644; 2034-35: 13.3909; 2035-36: 13.3311; 2036-37: 13.3016; 2037-38: 13.2624; 2038-39: 13.2389; 2039-40: 13.2129; 2040-41: 13.1833; 2041-42: 13.1468; 2042-43: 13.1021; 2043-44: 13.081; 2044-45: 13.0834; 2045-46: 13.0851; 2046-47: 13.0975; 2047-48: 13.1104; 2048-49: 13.1341; 2049-50: 13.1477
12FP | Water delivered measured non-household | 12BL + 12.2FP | Ml/d | 2 | 2019-20: 0; 2020-21: 0; 2021-22: 4.4845; 2022-23: 4.1147; 2023-24: 4.3056; 2024-25: 4.5051; 2025-26: 4.6875; 2026-27: 4.7262; 2027-28: 4.7185; 2028-29: 4.7109; 2029-30: 4.7033; 2030-31: 4.6869; 2031-32: 4.6705; 2032-33: 8.5785; 2033-34: 8.5719; 2034-35: 8.5653; 2035-36: 8.5596; 2036-37: 8.5537; 2037-38: 8.5478; 2038-39: 8.5568; 2039-40: 8.5658; 2040-41: 8.5746; 2041-42: 8.5833; 2042-43: 8.5918; 2043-44: 8.6003; 2044-45: 8.6086; 2045-46: 8.6168; 2046-47: 8.6249; 2047-48: 8.6328; 2048-49: 8.6407; 2049-50: 8.6485
12.1FP | Non-potable water consumption | Input | Ml/d | 2 | 2021-22: 0; 2022-23: 0; 2023-24: 0; 2024-25: 0; 2025-26: 0; 2026-27: 0; 2027-28: 0; 2028-29: 0; 2029-30: 0; 2030-31: 0; 2031-32: 0; 2032-33: 0; 2033-34: 0; 2034-35: 0; 2035-36: 0; 2036-37: 0; 2037-38: 0; 2038-39: 0; 2039-40: 0; 2040-41: 0; 2041-42: 0; 2042-43: 0; 2043-44: 0; 2044-45: 0; 2045-46: 0; 2046-47: 0; 2047-48: 0; 2048-49: 0; 2049-50: 0
13FP | Water delivered unmeasured non-household | 13BL + 13.1FP | Ml/d | 2 | 2019-20: 0; 2020-21: 0; 2021-22: 0.0076214; 2022-23: 0.0074667; 2023-24: 0.0074191; 2024-25: 0.0045932; 2025-26: 0.0025348; 2026-27: 0.0024855; 2027-28: 0.0024363; 2028-29: 0.0023871; 2029-30: 0.002338; 2030-31: 0.0022889; 2031-32: 0.0022398; 2032-33: 0.0021908; 2033-34: 0.0021419; 2034-35: 0.0021409; 2035-36: 0.00214; 2036-37: 0.002139; 2037-38: 0.0021381; 2038-39: 0.0021371; 2039-40: 0.0021362; 2040-41: 0.0021352; 2041-42: 0.0021343; 2042-43: 0.0021333; 2043-44: 0.0021324; 2044-45: 0.0021314; 2045-46: 0.0021305; 2046-47: 0.0021295; 2047-48: 0.0021286; 2048-49: 0.0021276; 2049-50: 0.0021267
14FP | Water delivered measured household | 14BL + 14.1FP | Ml/d | 2 | 2019-20: 0; 2020-21: 0; 2021-22: 2.4762; 2022-23: 2.4828; 2023-24: 2.4423; 2024-25: 2.4236; 2025-26: 3.0261; 2026-27: 3.6355; 2027-28: 3.7387; 2028-29: 3.7467; 2029-30: 3.7399; 2030-31: 3.7304; 2031-32: 3.716; 2032-33: 3.6983; 2033-34: 3.6702; 2034-35: 3.6429; 2035-36: 3.6182; 2036-37: 3.5937; 2037-38: 3.5698; 2038-39: 3.5464; 2039-40: 3.5205; 2040-41: 3.4914; 2041-42: 3.4659; 2042-43: 3.4421; 2043-44: 3.4317; 2044-45: 3.4445; 2045-46: 3.4566; 2046-47: 3.4695; 2047-48: 3.483; 2048-49: 3.4973; 2049-50: 3.5117
15FP | Water delivered unmeasured household | 15BL + 15.1FP | Ml/d | 2 | 2019-20: 0; 2020-21: 0; 2021-22: 1.5637; 2022-23: 1.6028; 2023-24: 1.5593; 2024-25: 1.42; 2025-26: 0.71928; 2026-27: 0.097854; 2027-28: 0.094664; 2028-29: 0.091691; 2029-30: 0.088767; 2030-31: 0.08626; 2031-32: 0.084156; 2032-33: 0.082099; 2033-34: 0.079858; 2034-35: 0.077668; 2035-36: 0.075612; 2036-37: 0.073603; 2037-38: 0.071632; 2038-39: 0.06972; 2039-40: 0.067845; 2040-41: 0.065673; 2041-42: 0.063219; 2042-43: 0.060864; 2043-44: 0.058833; 2044-45: 0.057262; 2045-46: 0.05571; 2046-47: 0.054198; 2047-48: 0.052705; 2048-49: 0.051235; 2049-50: 0.04977
16FP | Percentage of consumption driven by climate change | 16BL | % | 1 | 2019-20: 0%; 2020-21: 0%; 2021-22: 0%; 2022-23: 0.08364%; 2023-24: 0.08861%; 2024-25: 0.09772%; 2025-26: 0.105%; 2026-27: 0.1126%; 2027-28: 0.1174%; 2028-29: 0.125%; 2029-30: 0.1325%; 2030-31: 0.1371%; 2031-32: 0.1446%; 2032-33: 0.1521%; 2033-34: 0.1595%; 2034-35: 0.164%; 2035-36: 0.1713%; 2036-37: 0.1786%; 2037-38: 0.1832%; 2038-39: 0.1904%; 2039-40: 0.1975%; 2040-41: 0.2016%; 2041-42: 0.2087%; 2042-43: 0.2149%; 2043-44: 0.221%; 2044-45: 0.2271%; 2045-46: 0.2331%; 2046-47: 0.2391%; 2047-48: 0.2452%; 2048-49: 0.2512%; 2049-50: 0.2572%
17FP | Volume of consumption driven by climate change | 16FP * (12FP + sum(13FP:15FP) - sum (23FP:26FP)) | Ml/d | 2 | 2019-20: 0; 2020-21: 0; 2021-22: 0; 2022-23: 0.0067757; 2023-24: 0.0072771; 2024-25: 0.0080683; 2025-26: 0.0087697; 2026-27: 0.0094431; 2027-28: 0.0099527; 2028-29: 0.010594; 2029-30: 0.011202; 2030-31: 0.011551; 2031-32: 0.012139; 2032-33: 0.01868; 2033-34: 0.01953; 2034-35: 0.020029; 2035-36: 0.020867; 2036-37: 0.021698; 2037-38: 0.022194; 2038-39: 0.023044; 2039-40: 0.023864; 2040-41: 0.024314; 2041-42: 0.025133; 2042-43: 0.025833; 2043-44: 0.02656; 2044-45: 0.027339; 2045-46: 0.028109; 2046-47: 0.028885; 2047-48: 0.029664; 2048-49: 0.03045; 2049-50: 0.031235
18FP | Measured Household - PCC | ((14FP - 25FP) * 1,000,000) / (39FP * 1000) | l/h/d | 1 | 2019-20: #DIV/0!; 2020-21: #DIV/0!; 2021-22: 143.7733; 2022-23: 139.6663; 2023-24: 136.3402; 2024-25: 130.4156; 2025-26: 130.0665; 2026-27: 130.2032; 2027-28: 131.7187; 2028-29: 130.1324; 2029-30: 128.5306; 2030-31: 127.124; 2031-32: 125.8399; 2032-33: 124.5423; 2033-34: 122.905; 2034-35: 121.2958; 2035-36: 119.7696; 2036-37: 118.2902; 2037-38: 116.8246; 2038-39: 115.4001; 2039-40: 113.9771; 2040-41: 112.4846; 2041-42: 111.112; 2042-43: 109.8008; 2043-44: 108.9357; 2044-45: 108.8264; 2045-46: 108.7144; 2046-47: 108.6374; 2047-48: 108.5464; 2048-49: 108.4554; 2049-50: 108.3419
19FP | Unmeasured Household - PCC | ((15FP - 26FP) * 1,000,000) / (40FP * 1000) | l/h/d | 1 | 2019-20: #DIV/0!; 2020-21: #DIV/0!; 2021-22: 153.0122; 2022-23: 159.2096; 2023-24: 157.1506; 2024-25: 154.7521; 2025-26: 151.8501; 2026-27: 150.4649; 2027-28: 148.736; 2028-29: 147.0079; 2029-30: 145.2649; 2030-31: 143.7299; 2031-32: 142.3977; 2032-33: 141.0699; 2033-34: 139.3386; 2034-35: 137.608; 2035-36: 136.0342; 2036-37: 134.4611; 2037-38: 132.8757; 2038-39: 131.3203; 2039-40: 129.7516; 2040-41: 128.1922; 2041-42: 126.636; 2042-43: 125.1475; 2043-44: 124.2172; 2044-45: 124.1905; 2045-46: 124.1525; 2046-47: 124.1492; 2047-48: 124.1343; 2048-49: 124.1228; 2049-50: 124.0676
20FP | Average Household - PCC | (((14FP - 25FP) + (15FP - 26FP)) * 1,000,000)/ ((39FP + 40FP) * 1,000) | l/h/d | 1 | 2019-20: #DIV/0!; 2020-21: #DIV/0!; 2021-22: 147.1885; 2022-23: 146.6897; 2023-24: 143.7157; 2024-25: 138.4226; 2025-26: 133.7351; 2026-27: 130.6668; 2027-28: 132.0937; 2028-29: 130.492; 2029-30: 128.8766; 2030-31: 127.4586; 2031-32: 126.1665; 2032-33: 124.8616; 2033-34: 123.2161; 2034-35: 121.5983; 2035-36: 120.0649; 2036-37: 118.578; 2037-38: 117.1043; 2038-39: 115.6718; 2039-40: 114.241; 2040-41: 112.7409; 2041-42: 111.3578; 2042-43: 110.0365; 2043-44: 109.1632; 2044-45: 109.0482; 2045-46: 108.9303; 2046-47: 108.8476; 2047-48: 108.7509; 2048-49: 108.6544; 2049-50: 108.5351
21FP | Water taken unbilled | 21BL + 21.1FP | Ml/d | 2 | 2019-20: 0; 2020-21: 0; 2021-22: 0.12523; 2022-23: 0.12455; 2023-24: 0.12453; 2024-25: 0.12452; 2025-26: 0.12439; 2026-27: 0.12408; 2027-28: 0.12397; 2028-29: 0.12387; 2029-30: 0.12378; 2030-31: 0.1237; 2031-32: 0.12364; 2032-33: 0.12358; 2033-34: 0.12352; 2034-35: 0.12346; 2035-36: 0.1234; 2036-37: 0.12335; 2037-38: 0.12329; 2038-39: 0.12324; 2039-40: 0.12318; 2040-41: 0.12313; 2041-42: 0.12308; 2042-43: 0.12303; 2043-44: 0.12298; 2044-45: 0.12293; 2045-46: 0.12288; 2046-47: 0.12283; 2047-48: 0.12278; 2048-49: 0.12273; 2049-50: 0.12269
22FP | Distribution system operational use | 22BL + 22.1FP | Ml/d | 2 | 2019-20: 0; 2020-21: 0; 2021-22: 0.074263; 2022-23: 0.074263; 2023-24: 0.074263; 2024-25: 0.074263; 2025-26: 0.074263; 2026-27: 0.074263; 2027-28: 0.074263; 2028-29: 0.074263; 2029-30: 0.074263; 2030-31: 0.074263; 2031-32: 0.074263; 2032-33: 0.074263; 2033-34: 0.074263; 2034-35: 0.074263; 2035-36: 0.074263; 2036-37: 0.074263; 2037-38: 0.074263; 2038-39: 0.074263; 2039-40: 0.074263; 2040-41: 0.074263; 2041-42: 0.074263; 2042-43: 0.074263; 2043-44: 0.074263; 2044-45: 0.074263; 2045-46: 0.074263; 2046-47: 0.074263; 2047-48: 0.074263; 2048-49: 0.074263; 2049-50: 0.074263
23FP | Measured Non Household - USPL | 23BL + 23.1FP | Ml/d | 2 | 2019-20: 0; 2020-21: 0; 2021-22: 0.0063158; 2022-23: 0.0065225; 2023-24: 0.0062973; 2024-25: 0.0061478; 2025-26: 0.0062103; 2026-27: 0.0061747; 2027-28: 0.0061385; 2028-29: 0.0061017; 2029-30: 0.0060644; 2030-31: 0.0060265; 2031-32: 0.0059879; 2032-33: 0.0059488; 2033-34: 0.0059092; 2034-35: 0.0058689; 2035-36: 0.0058281; 2036-37: 0.0057867; 2037-38: 0.0057446; 2038-39: 0.0057021; 2039-40: 0.0056589; 2040-41: 0.0056151; 2041-42: 0.0055708; 2042-43: 0.0055259; 2043-44: 0.0054804; 2044-45: 0.0054343; 2045-46: 0.0053877; 2046-47: 0.0053404; 2047-48: 0.0052926; 2048-49: 0.0052442; 2049-50: 0.0051952
24FP | Unmeasured Non Household - USPL | 24BL + 24.1FP | Ml/d | 2 | 2019-20: 0; 2020-21: 0; 2021-22: 0.00037141; 2022-23: 0.00035082; 2023-24: 0.00033557; 2024-25: 0.00019966; 2025-26: 0.00010911; 2026-27: 0.00010594; 2027-28: 0.00010281; 2028-29: 9.9729e-05; 2029-30: 9.6685e-05; 2030-31: 9.3685e-05; 2031-32: 9.0726e-05; 2032-33: 8.781e-05; 2033-34: 8.4937e-05; 2034-35: 8.3988e-05; 2035-36: 8.304e-05; 2036-37: 8.2091e-05; 2037-38: 8.1142e-05; 2038-39: 8.0193e-05; 2039-40: 7.9244e-05; 2040-41: 7.8295e-05; 2041-42: 7.7346e-05; 2042-43: 7.6398e-05; 2043-44: 7.5449e-05; 2044-45: 7.45e-05; 2045-46: 7.3551e-05; 2046-47: 7.2602e-05; 2047-48: 7.1653e-05; 2048-49: 7.0705e-05; 2049-50: 6.9756e-05
25FP | Measured Household - USPL | 25BL + 25.1FP | Ml/d | 2 | 2019-20: 0; 2020-21: 0; 2021-22: 0.051998; 2022-23: 0.051638; 2023-24: 0.050221; 2024-25: 0.051152; 2025-26: 0.061354; 2026-27: 0.069529; 2027-28: 0.07; 2028-29: 0.070327; 2029-30: 0.070457; 2030-31: 0.070453; 2031-32: 0.070298; 2032-33: 0.070082; 2033-34: 0.069842; 2034-35: 0.069584; 2035-36: 0.069304; 2036-37: 0.068996; 2037-38: 0.068658; 2038-39: 0.068306; 2039-40: 0.067934; 2040-41: 0.067548; 2041-42: 0.067148; 2042-43: 0.066729; 2043-44: 0.06629; 2044-45: 0.065832; 2045-46: 0.065359; 2046-47: 0.06487; 2047-48: 0.06437; 2048-49: 0.063861; 2049-50: 0.063341
26FP | Unmeasured Household - USPL | 26BL + 26.1BL | Ml/d | 2 | 2019-20: 0; 2020-21: 0; 2021-22: 0.050719; 2022-23: 0.048172; 2023-24: 0.045613; 2024-25: 0.039528; 2025-26: 0.018332; 2026-27: 0.0013611; 2027-28: 0.0013096; 2028-29: 0.0012588; 2029-30: 0.0012088; 2030-31: 0.0011716; 2031-32: 0.001147; 2032-33: 0.0011226; 2033-34: 0.0010985; 2034-35: 0.0010747; 2035-36: 0.0010511; 2036-37: 0.0010278; 2037-38: 0.0010047; 2038-39: 0.00098189; 2039-40: 0.00095935; 2040-41: 0.00093168; 2041-42: 0.00089906; 2042-43: 0.00086697; 2043-44: 0.00083541; 2044-45: 0.00080436; 2045-46: 0.00077384; 2046-47: 0.00074384; 2047-48: 0.00071437; 2048-49: 0.00068542; 2049-50: 0.00065699
27FP | Void Properties - USPL | 27BL + 27.1FP | Ml/d | 2 | 2019-20: 0; 2020-21: 0; 2021-22: 0.0062099; 2022-23: 0.0068867; 2023-24: 0.0069127; 2024-25: 0.0069144; 2025-26: 0.0070508; 2026-27: 0.0073576; 2027-28: 0.0074703; 2028-29: 0.0075723; 2029-30: 0.0076589; 2030-31: 0.0077354; 2031-32: 0.0078002; 2032-33: 0.0078605; 2033-34: 0.0079196; 2034-35: 0.0079784; 2035-36: 0.0080364; 2036-37: 0.0080926; 2037-38: 0.008147; 2038-39: 0.0082011; 2039-40: 0.0082546; 2040-41: 0.0083075; 2041-42: 0.00836; 2042-43: 0.0084114; 2043-44: 0.0084618; 2044-45: 0.0085112; 2045-46: 0.0085601; 2046-47: 0.0086083; 2047-48: 0.0086563; 2048-49: 0.0087042; 2049-50: 0.0087519
28FP | Distribution losses | 28BL + 28.1FP | Ml/d | 2 | 2019-20: 0; 2020-21: 0; 2021-22: 1.2054; 2022-23: 0.69755; 2023-24: 0.67002; 2024-25: 0.64374; 2025-26: 0.64704; 2026-27: 0.64797; 2027-28: 0.63989; 2028-29: 0.63196; 2029-30: 0.62425; 2030-31: 0.61666; 2031-32: 0.60923; 2032-33: 0.60186; 2033-34: 0.59452; 2034-35: 0.5872; 2035-36: 0.57989; 2036-37: 0.57262; 2037-38: 0.56538; 2038-39: 0.55816; 2039-40: 0.55095; 2040-41: 0.54377; 2041-42: 0.53661; 2042-43: 0.52946; 2043-44: 0.52234; 2044-45: 0.51524; 2045-46: 0.50815; 2046-47: 0.50108; 2047-48: 0.49402; 2048-49: 0.48697; 2049-50: 0.47993
29FP | Total Leakage | sum (23FP:28FP) | Ml/d | 2 | 2019-20: 0; 2020-21: 0; 2021-22: 1.3211; 2022-23: 0.81112; 2023-24: 0.7794; 2024-25: 0.74768; 2025-26: 0.74009; 2026-27: 0.7325; 2027-28: 0.72491; 2028-29: 0.71732; 2029-30: 0.70973; 2030-31: 0.70214; 2031-32: 0.69456; 2032-33: 0.68697; 2033-34: 0.67938; 2034-35: 0.67179; 2035-36: 0.6642; 2036-37: 0.65661; 2037-38: 0.64902; 2038-39: 0.64143; 2039-40: 0.63384; 2040-41: 0.62625; 2041-42: 0.61866; 2042-43: 0.61107; 2043-44: 0.60348; 2044-45: 0.59589; 2045-46: 0.5883; 2046-47: 0.58071; 2047-48: 0.57312; 2048-49: 0.56554; 2049-50: 0.55795
30FP | Leakage/property | (29FP * 1,000,000) / (36FP * 1,000) | l/prop/d | 2 | 2019-20: #DIV/0!; 2020-21: #DIV/0!; 2021-22: 108.1499; 2022-23: 65.2853; 2023-24: 62.5797; 2024-25: 59.9368; 2025-26: 58.615; 2026-27: 56.6469; 2027-28: 55.0668; 2028-29: 53.6362; 2029-30: 52.3813; 2030-31: 51.2404; 2031-32: 50.2178; 2032-33: 49.2489; 2033-34: 48.3047; 2034-35: 47.3795; 2035-36: 46.4756; 2036-37: 45.5979; 2037-38: 44.745; 2038-39: 43.907; 2039-40: 43.0848; 2040-41: 42.2778; 2041-42: 41.4853; 2042-43: 40.7089; 2043-44: 39.949; 2044-45: 39.2041; 2045-46: 38.4716; 2046-47: 37.7511; 2047-48: 37.0406; 2048-49: 36.3386; 2049-50: 35.6452
31FP | Measured Non Household - properties | Input | 000's | 2 | 2021-22: 1.014; 2022-23: 0.98032; 2023-24: 0.98498; 2024-25: 1.0024; 2025-26: 1.023; 2026-27: 1.0276; 2027-28: 1.0323; 2028-29: 1.037; 2029-30: 1.0417; 2030-31: 1.0463; 2031-32: 1.051; 2032-33: 1.0557; 2033-34: 1.0604; 2034-35: 1.065; 2035-36: 1.0697; 2036-37: 1.0744; 2037-38: 1.079; 2038-39: 1.0837; 2039-40: 1.0884; 2040-41: 1.0931; 2041-42: 1.0977; 2042-43: 1.1024; 2043-44: 1.1071; 2044-45: 1.1118; 2045-46: 1.1164; 2046-47: 1.1211; 2047-48: 1.1258; 2048-49: 1.1305; 2049-50: 1.1351
32FP | Unmeasured Non Household - properties | Input | 000's | 2 | 2021-22: 0.025; 2022-23: 0.024538; 2023-24: 0.024426; 2024-25: 0.01515; 2025-26: 0.0083643; 2026-27: 0.0082054; 2027-28: 0.0080464; 2028-29: 0.0078875; 2029-30: 0.0077286; 2030-31: 0.0075697; 2031-32: 0.0074107; 2032-33: 0.0072518; 2033-34: 0.0070929; 2034-35: 0.0070929; 2035-36: 0.0070929; 2036-37: 0.0070929; 2037-38: 0.0070929; 2038-39: 0.0070929; 2039-40: 0.0070929; 2040-41: 0.0070929; 2041-42: 0.0070929; 2042-43: 0.0070929; 2043-44: 0.0070929; 2044-45: 0.0070929; 2045-46: 0.0070929; 2046-47: 0.0070929; 2047-48: 0.0070929; 2048-49: 0.0070929; 2049-50: 0.0070929
33FP | All void non-households - properties | Input | 000's | 2 | 2021-22: 0.11; 2022-23: 0.14776; 2023-24: 0.14833; 2024-25: 0.1453; 2025-26: 0.13664; 2026-27: 0.13724; 2027-28: 0.13784; 2028-29: 0.13845; 2029-30: 0.13905; 2030-31: 0.13965; 2031-32: 0.14025; 2032-33: 0.14086; 2033-34: 0.14146; 2034-35: 0.14208; 2035-36: 0.1427; 2036-37: 0.14332; 2037-38: 0.14394; 2038-39: 0.14456; 2039-40: 0.14518; 2040-41: 0.1458; 2041-42: 0.14642; 2042-43: 0.14704; 2043-44: 0.14766; 2044-45: 0.14828; 2045-46: 0.1489; 2046-47: 0.14952; 2047-48: 0.15014; 2048-49: 0.15076; 2049-50: 0.15138
34FP | Measured households - properties (excl. void) | Year before + sum (34.1BL:34.6BL) | 000's | 2 | 2021-22: 7.344; 2022-23: 7.5865; 2023-24: 7.6597; 2024-25: 7.9922; 2025-26: 9.7151; 2026-27: 11.2945; 2027-28: 11.5186; 2028-29: 11.7197; 2029-30: 11.8878; 2030-31: 12.0337; 2031-32: 12.1537; 2032-33: 12.2641; 2033-34: 12.3721; 2034-35: 12.4789; 2035-36: 12.5838; 2036-37: 12.685; 2037-38: 12.7825; 2038-39: 12.8791; 2039-40: 12.9745; 2040-41: 13.069; 2041-42: 13.1628; 2042-43: 13.2546; 2043-44: 13.344; 2044-45: 13.4314; 2045-46: 13.5176; 2046-47: 13.6024; 2047-48: 13.6866; 2048-49: 13.7707; 2049-50: 13.8546
34.1FP | New build properties - properties | Input (new builds in each year) | 000's | 2 | 2021-22: 0.115; 2022-23: 0.20896; 2023-24: 0.028481; 2024-25: 0.018165; 2025-26: 0.1493; 2026-27: 0.30219; 2027-28: 0.23068; 2028-29: 0.20709; 2029-30: 0.17316; 2030-31: 0.15123; 2031-32: 0.12556; 2032-33: 0.11565; 2033-34: 0.11319; 2034-35: 0.11191; 2035-36: 0.10993; 2036-37: 0.10613; 2037-38: 0.10233; 2038-39: 0.10148; 2039-40: 0.10098; 2040-41: 0.099661; 2041-42: 0.098388; 2042-43: 0.096324; 2043-44: 0.093926; 2044-45: 0.091795; 2045-46: 0.09049; 2046-47: 0.089147; 2047-48: 0.088534; 2048-49: 0.088426; 2049-50: 0.088157
34.2FP | Meter optants - properties | Input (meter optants in each year) | 000's | 2 | 2021-22: 0; 2022-23: 0.043631; 2023-24: 0.048; 2024-25: 0.306; 2025-26: 0.44069; 2026-27: 0.15969; 2027-28: 0.002; 2028-29: 0.002; 2029-30: 0.002; 2030-31: 0.001; 2031-32: 0; 2032-33: 0; 2033-34: 0; 2034-35: 0; 2035-36: 0; 2036-37: 0; 2037-38: 0; 2038-39: 0; 2039-40: 0; 2040-41: 0; 2041-42: 0; 2042-43: 0; 2043-44: 0; 2044-45: 0; 2045-46: 0; 2046-47: 0; 2047-48: 0; 2048-49: 0; 2049-50: 0
34.3FP | Compulsory metering - properties | Input (compulsory meters in each year) | 000's | 2 | 2021-22: 0; 2022-23: 0; 2023-24: 0; 2024-25: 0; 2025-26: 0; 2026-27: 0; 2027-28: 0; 2028-29: 0; 2029-30: 0; 2030-31: 0; 2031-32: 0; 2032-33: 0; 2033-34: 0; 2034-35: 0; 2035-36: 0; 2036-37: 0; 2037-38: 0; 2038-39: 0; 2039-40: 0; 2040-41: 0.0005; 2041-42: 0.001; 2042-43: 0.001; 2043-44: 0.001; 2044-45: 0.001; 2045-46: 0.001; 2046-47: 0.001; 2047-48: 0.001; 2048-49: 0.001; 2049-50: 0.001
34.4FP | Metering on change of occupancy - properties | Input (change of occupancy meters in each year) | 000's | 2 | 2021-22: 0; 2022-23: 0; 2023-24: 0; 2024-25: 0; 2025-26: 0; 2026-27: 0; 2027-28: 0; 2028-29: 0; 2029-30: 0; 2030-31: 0; 2031-32: 0; 2032-33: 0; 2033-34: 0; 2034-35: 0; 2035-36: 0; 2036-37: 0; 2037-38: 0; 2038-39: 0; 2039-40: 0; 2040-41: 0; 2041-42: 0; 2042-43: 0; 2043-44: 0; 2044-45: 0; 2045-46: 0; 2046-47: 0; 2047-48: 0; 2048-49: 0; 2049-50: 0
34.5FP | Selective metering - properties | Input (selective meters in each year) | 000's | 2 | 2021-22: 0; 2022-23: 0.000135; 2023-24: 0.00027; 2024-25: 0.020135; 2025-26: 1.1888; 2026-27: 1.1688; 2027-28: 0; 2028-29: 0; 2029-30: 0; 2030-31: 0; 2031-32: 0; 2032-33: 0; 2033-34: 0; 2034-35: 0; 2035-36: 0; 2036-37: 0; 2037-38: 0; 2038-39: 0; 2039-40: 0; 2040-41: 0.0005; 2041-42: 0.001; 2042-43: 0.001; 2043-44: 0.001; 2044-45: 0.001; 2045-46: 0.001; 2046-47: 0.001; 2047-48: 0.001; 2048-49: 0.001; 2049-50: 0.001
34.6FP | Other changes to existing metering - properties | Input (other changes to meters in each year) | 000's | 2 | 2021-22: 0; 2022-23: -0.010181; 2023-24: -0.0036266; 2024-25: -0.011793; 2025-26: -0.055835; 2026-27: -0.051315; 2027-28: -0.0086431; 2028-29: -0.0079228; 2029-30: -0.0070583; 2030-31: -0.0063586; 2031-32: -0.0055444; 2032-33: -0.005242; 2033-34: -0.005167; 2034-35: -0.0051279; 2035-36: -0.0050673; 2036-37: -0.0049514; 2037-38: -0.0048354; 2038-39: -0.0048095; 2039-40: -0.00565; 2040-41: -0.0061252; 2041-42: -0.0066016; 2042-43: -0.0065386; 2043-44: -0.0064654; 2044-45: -0.0064003; 2045-46: -0.0063605; 2046-47: -0.0063195; 2047-48: -0.0063008; 2048-49: -0.0062975; 2049-50: -0.0062893
34.7FP | Measured household void properties | Input | 000's | 2 | 2021-22: 0.23; 2022-23: 0.23886; 2023-24: 0.24116; 2024-25: 0.25163; 2025-26: 0.30587; 2026-27: 0.3556; 2027-28: 0.36265; 2028-29: 0.36899; 2029-30: 0.37428; 2030-31: 0.37887; 2031-32: 0.38265; 2032-33: 0.38613; 2033-34: 0.38953; 2034-35: 0.39289; 2035-36: 0.39619; 2036-37: 0.39938; 2037-38: 0.40245; 2038-39: 0.40549; 2039-40: 0.40849; 2040-41: 0.41147; 2041-42: 0.41442; 2042-43: 0.41731; 2043-44: 0.42013; 2044-45: 0.42288; 2045-46: 0.42559; 2046-47: 0.42826; 2047-48: 0.43091; 2048-49: 0.43356; 2049-50: 0.4362
35FP | Unmeasured households - properties (excl. void) | Input | 000's | 2 | 2021-22: 3.414; 2022-23: 3.3693; 2023-24: 3.3202; 2024-25: 2.9993; 2025-26: 1.4052; 2026-27: 0.10542; 2027-28: 0.10249; 2028-29: 0.099556; 2029-30: 0.096623; 2030-31: 0.094668; 2031-32: 0.09369; 2032-33: 0.092712; 2033-34: 0.091735; 2034-35: 0.090757; 2035-36: 0.089779; 2036-37: 0.088802; 2037-38: 0.087824; 2038-39: 0.086846; 2039-40: 0.085868; 2040-41: 0.084402; 2041-42: 0.082447; 2042-43: 0.080491; 2043-44: 0.078536; 2044-45: 0.076581; 2045-46: 0.074625; 2046-47: 0.07267; 2047-48: 0.070715; 2048-49: 0.068759; 2049-50: 0.066804
35.1FP | Unmeasured household void properties | Input | 000's | 2 | 2021-22: 0.078; 2022-23: 0.076934; 2023-24: 0.075811; 2024-25: 0.068486; 2025-26: 0.032087; 2026-27: 0.0024072; 2027-28: 0.0023402; 2028-29: 0.0022732; 2029-30: 0.0022063; 2030-31: 0.0021616; 2031-32: 0.0021393; 2032-33: 0.002117; 2033-34: 0.0020946; 2034-35: 0.0020723; 2035-36: 0.00205; 2036-37: 0.0020277; 2037-38: 0.0020053; 2038-39: 0.001983; 2039-40: 0.0019607; 2040-41: 0.0019272; 2041-42: 0.0018826; 2042-43: 0.0018379; 2043-44: 0.0017933; 2044-45: 0.0017486; 2045-46: 0.001704; 2046-47: 0.0016593; 2047-48: 0.0016147; 2048-49: 0.00157; 2049-50: 0.0015254
36FP | Total Resource Zone Properties (incl. voids) | sum (31FP:34FP) + 34.7FP + 35BL + 35.1BL | 000's | 2 | 2019-20: 0; 2020-21: 0; 2021-22: 12.215; 2022-23: 12.4243; 2023-24: 12.4545; 2024-25: 12.4745; 2025-26: 12.6263; 2026-27: 12.931; 2027-28: 13.1642; 2028-29: 13.3739; 2029-30: 13.5494; 2030-31: 13.7029; 2031-32: 13.8309; 2032-33: 13.9489; 2033-34: 14.0644; 2034-35: 14.1788; 2035-36: 14.2913; 2036-37: 14.4; 2037-38: 14.5048; 2038-39: 14.6088; 2039-40: 14.7114; 2040-41: 14.8128; 2041-42: 14.9128; 2042-43: 15.0108; 2043-44: 15.1063; 2044-45: 15.1998; 2045-46: 15.2919; 2046-47: 15.3827; 2047-48: 15.4729; 2048-49: 15.5629; 2049-50: 15.6527
37FP | Measured Non Household - Population | Input | 000's | 2 | 2021-22: 0.22289; 2022-23: 0.22953; 2023-24: 0.23521; 2024-25: 0.24043; 2025-26: 0.24656; 2026-27: 0.25357; 2027-28: 0.26037; 2028-29: 0.26721; 2029-30: 0.27451; 2030-31: 0.28007; 2031-32: 0.28868; 2032-33: 0.29772; 2033-34: 0.305; 2034-35: 0.31085; 2035-36: 0.3153; 2036-37: 0.31939; 2037-38: 0.3231; 2038-39: 0.3274; 2039-40: 0.33129; 2040-41: 0.33504; 2041-42: 0.33928; 2042-43: 0.34449; 2043-44: 0.35039; 2044-45: 0.3563; 2045-46: 0.36301; 2046-47: 0.37002; 2047-48: 0.37725; 2048-49: 0.3849; 2049-50: 0.39249
38FP | Unmeasured Non Household - Population | Input | 000's | 2 | 2021-22: 0; 2022-23: 0; 2023-24: 0; 2024-25: 0; 2025-26: 0; 2026-27: 0; 2027-28: 0; 2028-29: 0; 2029-30: 0; 2030-31: 0; 2031-32: 0; 2032-33: 0; 2033-34: 0; 2034-35: 0; 2035-36: 0; 2036-37: 0; 2037-38: 0; 2038-39: 0; 2039-40: 0; 2040-41: 0; 2041-42: 0; 2042-43: 0; 2043-44: 0; 2044-45: 0; 2045-46: 0; 2046-47: 0; 2047-48: 0; 2048-49: 0; 2049-50: 0
39FP | Measured Household - Population | Input | 000's | 2 | 2021-22: 16.8614; 2022-23: 17.407; 2023-24: 17.5452; 2024-25: 18.1918; 2025-26: 22.7939; 2026-27: 27.3878; 2027-28: 27.8522; 2028-29: 28.2513; 2029-30: 28.549; 2030-31: 28.7904; 2031-32: 28.9711; 2032-33: 29.1326; 2033-34: 29.2938; 2034-35: 29.4596; 2035-36: 29.6309; 2036-37: 29.7974; 2037-38: 29.9694; 2038-39: 30.1391; 2039-40: 30.2918; 2040-41: 30.4385; 2041-42: 30.5886; 2042-43: 30.7412; 2043-44: 30.8937; 2044-45: 31.0462; 2045-46: 31.1942; 2046-47: 31.3397; 2047-48: 31.4943; 2048-49: 31.6579; 2049-50: 31.8286
40FP | Unmeasured Household - Population | Input | 000's | 2 | 2021-22: 9.8881; 2022-23: 9.7649; 2023-24: 9.632; 2024-25: 8.9202; 2025-26: 4.616; 2026-27: 0.6413; 2027-28: 0.62765; 2028-29: 0.61515; 2029-30: 0.60275; 2030-31: 0.592; 2031-32: 0.58294; 2032-33: 0.57402; 2033-34: 0.56524; 2034-35: 0.5566; 2035-36: 0.5481; 2036-37: 0.53975; 2037-38: 0.53153; 2038-39: 0.52344; 2039-40: 0.51549; 2040-41: 0.50503; 2041-42: 0.49212; 2042-43: 0.47941; 2043-44: 0.46691; 2044-45: 0.4546; 2045-46: 0.44249; 2046-47: 0.43057; 2047-48: 0.41882; 2048-49: 0.40725; 2049-50: 0.39586
41FP | Total Resource Zone Population | sum (37FP:40FP) | 000's | 2 | 2019-20: 0; 2020-21: 0; 2021-22: 26.9725; 2022-23: 27.4015; 2023-24: 27.4124; 2024-25: 27.3524; 2025-26: 27.6565; 2026-27: 28.2827; 2027-28: 28.7402; 2028-29: 29.1337; 2029-30: 29.4263; 2030-31: 29.6625; 2031-32: 29.8427; 2032-33: 30.0043; 2033-34: 30.1641; 2034-35: 30.327; 2035-36: 30.4943; 2036-37: 30.6566; 2037-38: 30.824; 2038-39: 30.99; 2039-40: 31.1386; 2040-41: 31.2786; 2041-42: 31.42; 2042-43: 31.5652; 2043-44: 31.711; 2044-45: 31.8571; 2045-46: 31.9997; 2046-47: 32.1403; 2047-48: 32.2904; 2048-49: 32.4501; 2049-50: 32.617
42FP | Average household occupancy rate (excl. voids) | (39FP + 40FP) / (34FP + 35FP) | h/prop | 1 | 2019-20: #DIV/0!; 2020-21: #DIV/0!; 2021-22: 2.4865; 2022-23: 2.4801; 2023-24: 2.4752; 2024-25: 2.4666; 2025-26: 2.4648; 2026-27: 2.4587; 2027-28: 2.4507; 2028-29: 2.4423; 2029-30: 2.4325; 2030-31: 2.4226; 2031-32: 2.4131; 2032-33: 2.4041; 2033-34: 2.3956; 2034-35: 2.388; 2035-36: 2.3813; 2036-37: 2.375; 2037-38: 2.3699; 2038-39: 2.3648; 2039-40: 2.3588; 2040-41: 2.3525; 2041-42: 2.3466; 2042-43: 2.3412; 2043-44: 2.3364; 2044-45: 2.332; 2045-46: 2.3276; 2046-47: 2.3232; 2047-48: 2.3197; 2048-49: 2.3169; 2049-50: 2.3147
43FP | Total Household Metering penetration (excl. voids) | 34FP / (34FP + 35FP) | % | 1 | 2019-20: #DIV/0!; 2020-21: #DIV/0!; 2021-22: 68.27%; 2022-23: 69.25%; 2023-24: 69.76%; 2024-25: 72.71%; 2025-26: 87.36%; 2026-27: 99.08%; 2027-28: 99.12%; 2028-29: 99.16%; 2029-30: 99.19%; 2030-31: 99.22%; 2031-32: 99.24%; 2032-33: 99.25%; 2033-34: 99.26%; 2034-35: 99.28%; 2035-36: 99.29%; 2036-37: 99.3%; 2037-38: 99.32%; 2038-39: 99.33%; 2039-40: 99.34%; 2040-41: 99.36%; 2041-42: 99.38%; 2042-43: 99.4%; 2043-44: 99.41%; 2044-45: 99.43%; 2045-46: 99.45%; 2046-47: 99.47%; 2047-48: 99.49%; 2048-49: 99.5%; 2049-50: 99.52%
44FP | Total Household Metering penetration (incl. voids) | (34FP) / (34FP + 34.7FP + 35FP + 35.1FP) | % | 1 | 2019-20: #DIV/0!; 2020-21: #DIV/0!; 2021-22: 66.37%; 2022-23: 67.31%; 2023-24: 67.8%; 2024-25: 70.65%; 2025-26: 84.79%; 2026-27: 96.06%; 2027-28: 96.1%; 2028-29: 96.14%; 2029-30: 96.17%; 2030-31: 96.2%; 2031-32: 96.21%; 2032-33: 96.23%; 2033-34: 96.24%; 2034-35: 96.25%; 2035-36: 96.27%; 2036-37: 96.28%; 2037-38: 96.29%; 2038-39: 96.3%; 2039-40: 96.32%; 2040-41: 96.33%; 2041-42: 96.35%; 2042-43: 96.37%; 2043-44: 96.39%; 2044-45: 96.4%; 2045-46: 96.42%; 2046-47: 96.44%; 2047-48: 96.45%; 2048-49: 96.47%; 2049-50: 96.49%
45FP | Distribution input | sum (12FP:15FP) + 21FP + 22FP + 27FP + 28FP | Ml/d | 2 | 2019-20: 0; 2020-21: 0; 2021-22: 9.9432; 2022-23: 9.1111; 2023-24: 9.1903; 2024-25: 9.2028; 2025-26: 9.2881; 2026-27: 9.3157; 2027-28: 9.3999; 2028-29: 9.3894; 2029-30: 9.3642; 2030-31: 9.3282; 2031-32: 9.2879; 2032-33: 13.1686; 2033-34: 13.1244; 2034-35: 13.0809; 2035-36: 13.0411; 2036-37: 13.0016; 2037-38: 12.9624; 2038-39: 12.9389; 2039-40: 12.9129; 2040-41: 12.8833; 2041-42: 12.8568; 2042-43: 12.8321; 2043-44: 12.821; 2044-45: 12.8334; 2045-46: 12.8451; 2046-47: 12.8575; 2047-48: 12.8704; 2048-49: 12.8841; 2049-50: 12.8977
46FP | Target headroom (climate change component) | Input | Ml/d | 2 | 2021-22: 0.16965; 2022-23: 0.039998; 2023-24: 0.17982; 2024-25: -0.064054; 2025-26: 0.20378; 2026-27: 0.05214; 2027-28: 0.12063; 2028-29: 0.080861; 2029-30: 0.061072; 2030-31: 0.012375; 2031-32: 0.0013805; 2032-33: 0.023052; 2033-34: 0.017932; 2034-35: 0.011074; 2035-36: 0.015737; 2036-37: 0.024258; 2037-38: 0.023782; 2038-39: 0.020918; 2039-40: 0.020586; 2040-41: 0.024426; 2041-42: 0.029952; 2042-43: 0.021434; 2043-44: 0.023784; 2044-45: 0.022481; 2045-46: 0.025882; 2046-47: 0.025221; 2047-48: 0.02546; 2048-49: 0.034743; 2049-50: 0.032628
47FP | Target headroom (All other components) | Input | Ml/d | 2 | 2021-22: 0.88035; 2022-23: 0.91; 2023-24: 0.92018; 2024-25: 0.97405; 2025-26: 0.90622; 2026-27: 0.94786; 2027-28: 0.85937; 2028-29: 0.93914; 2029-30: 0.93893; 2030-31: 0.67762; 2031-32: 0.50862; 2032-33: 0.31695; 2033-34: 0.32207; 2034-35: 0.29893; 2035-36: 0.27426; 2036-37: 0.27574; 2037-38: 0.27622; 2038-39: 0.27908; 2039-40: 0.27941; 2040-41: 0.27557; 2041-42: 0.26005; 2042-43: 0.24857; 2043-44: 0.23622; 2044-45: 0.22752; 2045-46: 0.21412; 2046-47: 0.21478; 2047-48: 0.21454; 2048-49: 0.21526; 2049-50: 0.21737
48FP | Target Headroom | 46FP + 47FP | Ml/d | 2 | 2019-20: 0; 2020-21: 0; 2021-22: 1.05; 2022-23: 0.95; 2023-24: 1.1; 2024-25: 0.91; 2025-26: 1.11; 2026-27: 1; 2027-28: 0.98; 2028-29: 1.02; 2029-30: 1; 2030-31: 0.69; 2031-32: 0.51; 2032-33: 0.34; 2033-34: 0.34; 2034-35: 0.31; 2035-36: 0.29; 2036-37: 0.3; 2037-38: 0.3; 2038-39: 0.3; 2039-40: 0.3; 2040-41: 0.3; 2041-42: 0.29; 2042-43: 0.27; 2043-44: 0.26; 2044-45: 0.25; 2045-46: 0.24; 2046-47: 0.24; 2047-48: 0.24; 2048-49: 0.25; 2049-50: 0.25
49FP | Available Headroom | 11FP - 45FP | Ml/d | 2 | 2019-20: 0; 2020-21: 0; 2021-22: -1.4899; 2022-23: -0.65173; 2023-24: -0.74008; 2024-25: -0.77178; 2025-26: 1.3822; 2026-27: 1.3345; 2027-28: 1.2599; 2028-29: 1.02; 2029-30: 1; 2030-31: 0.69; 2031-32: 0.51; 2032-33: 0.34; 2033-34: 0.34; 2034-35: 0.31; 2035-36: 0.29; 2036-37: 0.3; 2037-38: 0.3; 2038-39: 0.3; 2039-40: 0.3; 2040-41: 0.3; 2041-42: 0.29; 2042-43: 0.27; 2043-44: 0.26; 2044-45: 0.25; 2045-46: 0.24; 2046-47: 0.24; 2047-48: 0.24; 2048-49: 0.25; 2049-50: 0.25
49.1FP | Available non-potable balance (if applicable) | 1.1FP - 12.1FP | Ml/d | 2 | 2019-20: 0; 2020-21: 0; 2021-22: 0; 2022-23: 0; 2023-24: 0; 2024-25: 0; 2025-26: 0; 2026-27: 0; 2027-28: 0; 2028-29: 0; 2029-30: 0; 2030-31: 0; 2031-32: 0; 2032-33: 0; 2033-34: 0; 2034-35: 0; 2035-36: 0; 2036-37: 0; 2037-38: 0; 2038-39: 0; 2039-40: 0; 2040-41: 0; 2041-42: 0; 2042-43: 0; 2043-44: 0; 2044-45: 0; 2045-46: 0; 2046-47: 0; 2047-48: 0; 2048-49: 0; 2049-50: 0
50FP | Supply Demand Balance | 49FP - 48FP | Ml/d | 2 | 2019-20: 0; 2020-21: 0; 2021-22: -2.5399; 2022-23: -1.6017; 2023-24: -1.8401; 2024-25: -1.6818; 2025-26: 0.27218; 2026-27: 0.33453; 2027-28: 0.27994; 2028-29: 0; 2029-30: 0; 2030-31: 0; 2031-32: 0; 2032-33: 0; 2033-34: 0; 2034-35: 4.996e-16; 2035-36: 9.4369e-16; 2036-37: 7.2164e-16; 2037-38: 7.2164e-16; 2038-39: 7.2164e-16; 2039-40: 7.2164e-16; 2040-41: 7.2164e-16; 2041-42: -8.3267e-16; 2042-43: -4.4409e-16; 2043-44: 0; 2044-45: 0; 2045-46: 2.2204e-16; 2046-47: 1.9984e-15; 2047-48: 2.2204e-16; 2048-49: 0; 2049-50: 0
Water Company | Essex and Suffolk Water | Version | 12
WRZ | ESWHRT | Planning Scenario | DYCP
Table 3d: DYCP - Baseline | Back to top of sheet
WRMP24 reference | Component | Derivation | Unit | Decimal places | 2019-20 | 2020-21 | 2021-22 | 2022-23 | 2023-24 | 2024-25 | 2025-26 | 2026-27 | 2027-28 | 2028-29 | 2029-30 | 2030-31 | 2031-32 | 2032-33 | 2033-34 | 2034-35 | 2035-36 | 2036-37 | 2037-38 | 2038-39 | 2039-40 | 2040-41 | 2041-42 | 2042-43 | 2043-44 | 2044-45 | 2045-46 | 2046-47 | 2047-48 | 2048-49 | 2049-50 | 2050-51 | 2051-52 | 2052-53 | 2053-54 | 2054-55 | 2055-56 | 2056-57 | 2057-58 | 2058-59 | 2059-60 | 2060-61 | 2061-62 | 2062-63 | 2063-64 | 2064-65 | 2065-66 | 2066-67 | 2067-68 | 2068-69 | 2069-70 | 2070-71 | 2071-72 | 2072-73 | 2073-74 | 2074-75 | 2075-76 | 2076-77 | 2077-78 | 2078-79 | 2079-80 | 2080-81 | 2081-82 | 2082-83 | 2083-84 | 2084-85 | 2085-86 | 2086-87 | 2087-88 | 2088-89 | 2089-90 | 2090-91 | 2091-92 | 2092-93 | 2093-94 | 2094-95 | 2095-96 | 2096-97 | 2097-98 | 2098-99 | 2099-100
1BL | Raw water abstracted | Input | Ml/d | 2 | 2021-22: 10.718; 2022-23: 14.1516; 2023-24: 14.0948; 2024-25: 14.0503; 2025-26: 14.4918; 2026-27: 14.6002; 2027-28: 14.6962; 2028-29: 14.6886; 2029-30: 14.679; 2030-31: 14.6796; 2031-32: 14.6852; 2032-33: 14.6897; 2033-34: 14.6842; 2034-35: 14.6798; 2035-36: 14.677; 2036-37: 14.6738; 2037-38: 14.6723; 2038-39: 14.6729; 2039-40: 14.6717; 2040-41: 14.6657; 2041-42: 14.6631; 2042-43: 14.6617; 2043-44: 14.676; 2044-45: 14.6902; 2045-46: 14.7048; 2046-47: 14.7194; 2047-48: 14.7348; 2048-49: 14.7526; 2049-50: 14.7718
1.1BL | Non-potable water supplies | Input | Ml/d | 2 | 2021-22: 0; 2022-23: 0; 2023-24: 0; 2024-25: 0; 2025-26: 0; 2026-27: 0; 2027-28: 0; 2028-29: 0; 2029-30: 0; 2030-31: 0; 2031-32: 0; 2032-33: 0; 2033-34: 0; 2034-35: 0; 2035-36: 0; 2036-37: 0; 2037-38: 0; 2038-39: 0; 2039-40: 0; 2040-41: 0; 2041-42: 0; 2042-43: 0; 2043-44: 0; 2044-45: 0; 2045-46: 0; 2046-47: 0; 2047-48: 0; 2048-49: 0; 2049-50: 0
2BL | Raw water imported | Input | Ml/d | 2 | 2021-22: 2; 2022-23: 2; 2023-24: 2; 2024-25: 2; 2025-26: 2; 2026-27: 2; 2027-28: 2; 2028-29: 2; 2029-30: 2; 2030-31: 2; 2031-32: 2; 2032-33: 2; 2033-34: 2; 2034-35: 2; 2035-36: 2; 2036-37: 2; 2037-38: 2; 2038-39: 2; 2039-40: 2; 2040-41: 2; 2041-42: 2; 2042-43: 2; 2043-44: 2; 2044-45: 2; 2045-46: 2; 2046-47: 2; 2047-48: 2; 2048-49: 2; 2049-50: 2
3BL | Potable water imported | Input | Ml/d | 2 | 2021-22: 0; 2022-23: 0; 2023-24: 0; 2024-25: 0; 2025-26: 0; 2026-27: 0; 2027-28: 0; 2028-29: 0; 2029-30: 0; 2030-31: 0; 2031-32: 0; 2032-33: 0; 2033-34: 0; 2034-35: 0; 2035-36: 0; 2036-37: 0; 2037-38: 0; 2038-39: 0; 2039-40: 0; 2040-41: 0; 2041-42: 0; 2042-43: 0; 2043-44: 0; 2044-45: 0; 2045-46: 0; 2046-47: 0; 2047-48: 0; 2048-49: 0; 2049-50: 0
4BL | Raw water exported enter as -ve | Input | Ml/d | 2 | 2021-22: 0; 2022-23: 0; 2023-24: 0; 2024-25: 0; 2025-26: 0; 2026-27: 0; 2027-28: 0; 2028-29: 0; 2029-30: 0; 2030-31: 0; 2031-32: 0; 2032-33: 0; 2033-34: 0; 2034-35: 0; 2035-36: 0; 2036-37: 0; 2037-38: 0; 2038-39: 0; 2039-40: 0; 2040-41: 0; 2041-42: 0; 2042-43: 0; 2043-44: 0; 2044-45: 0; 2045-46: 0; 2046-47: 0; 2047-48: 0; 2048-49: 0; 2049-50: 0
5BL | Potable water exported enter as -ve | Input | Ml/d | 2 | 2021-22: -0.02; 2022-23: -0.02; 2023-24: -0.02; 2024-25: -0.02; 2025-26: -0.02; 2026-27: -0.02; 2027-28: -0.02; 2028-29: -0.02; 2029-30: -0.02; 2030-31: -0.02; 2031-32: -0.02; 2032-33: -0.02; 2033-34: -0.02; 2034-35: -0.02; 2035-36: -0.02; 2036-37: -0.02; 2037-38: -0.02; 2038-39: -0.02; 2039-40: -0.02; 2040-41: -0.02; 2041-42: -0.02; 2042-43: -0.02; 2043-44: -0.02; 2044-45: -0.02; 2045-46: -0.02; 2046-47: -0.02; 2047-48: -0.02; 2048-49: -0.02; 2049-50: -0.02
6BL | Deployable Output before forecast changes | Input | Ml/d | 2 | 2021-22: 13.45; 2022-23: 13.45; 2023-24: 13.45; 2024-25: 13.45; 2025-26: 13.45; 2026-27: 13.45; 2027-28: 13.45; 2028-29: 13.45; 2029-30: 13.45; 2030-31: 13.45; 2031-32: 13.45; 2032-33: 13.45; 2033-34: 13.45; 2034-35: 13.45; 2035-36: 13.45; 2036-37: 13.45; 2037-38: 13.45; 2038-39: 13.45; 2039-40: 13.45; 2040-41: 13.45; 2041-42: 13.45; 2042-43: 13.45; 2043-44: 13.45; 2044-45: 13.45; 2045-46: 13.45; 2046-47: 13.45; 2047-48: 13.45; 2048-49: 13.45; 2049-50: 13.45
6.1BL | Deployable Output post forecast changes | 6BL + 7BL | Ml/d | 2 | 2019-20: 0; 2020-21: 0; 2021-22: 13.45; 2022-23: 13.45; 2023-24: 13.45; 2024-25: 13.45; 2025-26: 13.45; 2026-27: 13.45; 2027-28: 13.45; 2028-29: 13.45; 2029-30: 13.45; 2030-31: 13.45; 2031-32: 13.45; 2032-33: 13.45; 2033-34: 13.45; 2034-35: 13.45; 2035-36: 13.45; 2036-37: 13.45; 2037-38: 13.45; 2038-39: 13.45; 2039-40: 13.45; 2040-41: 13.45; 2041-42: 13.45; 2042-43: 13.45; 2043-44: 13.45; 2044-45: 13.45; 2045-46: 13.45; 2046-47: 13.45; 2047-48: 13.45; 2048-49: 13.45; 2049-50: 13.45
7BL | Baseline forecast changes to Deployable Output | sum (7.1BL:7.6BL) | Ml/d | 2 | 2019-20: 0; 2020-21: 0; 2021-22: 0; 2022-23: 0; 2023-24: 0; 2024-25: 0; 2025-26: 0; 2026-27: 0; 2027-28: 0; 2028-29: 0; 2029-30: 0; 2030-31: 0; 2031-32: 0; 2032-33: 0; 2033-34: 0; 2034-35: 0; 2035-36: 0; 2036-37: 0; 2037-38: 0; 2038-39: 0; 2039-40: 0; 2040-41: 0; 2041-42: 0; 2042-43: 0; 2043-44: 0; 2044-45: 0; 2045-46: 0; 2046-47: 0; 2047-48: 0; 2048-49: 0; 2049-50: 0
7.1BL | Change in DO due to climate change | Input | Ml/d | 2 | 2021-22: 0; 2022-23: 0; 2023-24: 0; 2024-25: 0; 2025-26: 0; 2026-27: 0; 2027-28: 0; 2028-29: 0; 2029-30: 0; 2030-31: 0; 2031-32: 0; 2032-33: 0; 2033-34: 0; 2034-35: 0; 2035-36: 0; 2036-37: 0; 2037-38: 0; 2038-39: 0; 2039-40: 0; 2040-41: 0; 2041-42: 0; 2042-43: 0; 2043-44: 0; 2044-45: 0; 2045-46: 0; 2046-47: 0; 2047-48: 0; 2048-49: 0; 2049-50: 0
7.2BL | Total confirmed DO reductions to restore sustainable abstraction enter as -ve | Input | Ml/d | 2 | 2021-22: 0; 2022-23: 0; 2023-24: 0; 2024-25: 0; 2025-26: 0; 2026-27: 0; 2027-28: 0; 2028-29: 0; 2029-30: 0; 2030-31: 0; 2031-32: 0; 2032-33: 0; 2033-34: 0; 2034-35: 0; 2035-36: 0; 2036-37: 0; 2037-38: 0; 2038-39: 0; 2039-40: 0; 2040-41: 0; 2041-42: 0; 2042-43: 0; 2043-44: 0; 2044-45: 0; 2045-46: 0; 2046-47: 0; 2047-48: 0; 2048-49: 0; 2049-50: 0
7.3BL | Total expected DO reductions to restore sustainable abstraction (Environmental Destination) (excl. any confirmed reductions) enter as -ve | Input | Ml/d | 2 | 2021-22: 0; 2022-23: 0; 2023-24: 0; 2024-25: 0; 2025-26: 0; 2026-27: 0; 2027-28: 0; 2028-29: 0; 2029-30: 0; 2030-31: 0; 2031-32: 0; 2032-33: 0; 2033-34: 0; 2034-35: 0; 2035-36: 0; 2036-37: 0; 2037-38: 0; 2038-39: 0; 2039-40: 0; 2040-41: 0; 2041-42: 0; 2042-43: 0; 2043-44: 0; 2044-45: 0; 2045-46: 0; 2046-47: 0; 2047-48: 0; 2048-49: 0; 2049-50: 0
7.4BL | Change in DO from prolonged Outage reduction enter as -ve | Input | Ml/d | 2 | 2021-22: 0; 2022-23: 0; 2023-24: 0; 2024-25: 0; 2025-26: 0; 2026-27: 0; 2027-28: 0; 2028-29: 0; 2029-30: 0; 2030-31: 0; 2031-32: 0; 2032-33: 0; 2033-34: 0; 2034-35: 0; 2035-36: 0; 2036-37: 0; 2037-38: 0; 2038-39: 0; 2039-40: 0; 2040-41: 0; 2041-42: 0; 2042-43: 0; 2043-44: 0; 2044-45: 0; 2045-46: 0; 2046-47: 0; 2047-48: 0; 2048-49: 0; 2049-50: 0
7.5BL | Change in DO from drought measures | Zero for baseline | Ml/d | 2 | 2021-22: 0; 2022-23: 0; 2023-24: 0; 2024-25: 0; 2025-26: 0; 2026-27: 0; 2027-28: 0; 2028-29: 0; 2029-30: 0; 2030-31: 0; 2031-32: 0; 2032-33: 0; 2033-34: 0; 2034-35: 0; 2035-36: 0; 2036-37: 0; 2037-38: 0; 2038-39: 0; 2039-40: 0; 2040-41: 0; 2041-42: 0; 2042-43: 0; 2043-44: 0; 2044-45: 0; 2045-46: 0; 2046-47: 0; 2047-48: 0; 2048-49: 0; 2049-50: 0
7.6BL | Total other changes to DO (specify e.g. Nitrates) | Input | Ml/d | 2 | 2021-22: 0; 2022-23: 0; 2023-24: 0; 2024-25: 0; 2025-26: 0; 2026-27: 0; 2027-28: 0; 2028-29: 0; 2029-30: 0; 2030-31: 0; 2031-32: 0; 2032-33: 0; 2033-34: 0; 2034-35: 0; 2035-36: 0; 2036-37: 0; 2037-38: 0; 2038-39: 0; 2039-40: 0; 2040-41: 0; 2041-42: 0; 2042-43: 0; 2043-44: 0; 2044-45: 0; 2045-46: 0; 2046-47: 0; 2047-48: 0; 2048-49: 0; 2049-50: 0
8BL | Raw water losses, treatment works losses and operational use | Input | Ml/d | 2 | 2021-22: 0.58029; 2022-23: 0.58029; 2023-24: 0.58029; 2024-25: 0.58029; 2025-26: 0.58029; 2026-27: 0.58029; 2027-28: 0.58029; 2028-29: 0.58029; 2029-30: 0.58029; 2030-31: 0.58029; 2031-32: 0.58029; 2032-33: 0.58029; 2033-34: 0.58029; 2034-35: 0.58029; 2035-36: 0.58029; 2036-37: 0.58029; 2037-38: 0.58029; 2038-39: 0.58029; 2039-40: 0.58029; 2040-41: 0.58029; 2041-42: 0.58029; 2042-43: 0.58029; 2043-44: 0.58029; 2044-45: 0.58029; 2045-46: 0.58029; 2046-47: 0.58029; 2047-48: 0.58029; 2048-49: 0.58029; 2049-50: 0.58029
9BL | Total Outage Allowance | Input | Ml/d | 2 | 2021-22: 0.04; 2022-23: 0.04; 2023-24: 0.04; 2024-25: 0.04; 2025-26: 0.04; 2026-27: 0.04; 2027-28: 0.04; 2028-29: 0.04; 2029-30: 0.04; 2030-31: 0.04; 2031-32: 0.04; 2032-33: 0.04; 2033-34: 0.04; 2034-35: 0.04; 2035-36: 0.04; 2036-37: 0.04; 2037-38: 0.04; 2038-39: 0.04; 2039-40: 0.04; 2040-41: 0.04; 2041-42: 0.04; 2042-43: 0.04; 2043-44: 0.04; 2044-45: 0.04; 2045-46: 0.04; 2046-47: 0.04; 2047-48: 0.04; 2048-49: 0.04; 2049-50: 0.04
10BL | Water Available For Use (own sources) | (6BL + 7BL) - (8BL + 9BL) | Ml/d | 2 | 2019-20: 0; 2020-21: 0; 2021-22: 12.8297; 2022-23: 12.8297; 2023-24: 12.8297; 2024-25: 12.8297; 2025-26: 12.8297; 2026-27: 12.8297; 2027-28: 12.8297; 2028-29: 12.8297; 2029-30: 12.8297; 2030-31: 12.8297; 2031-32: 12.8297; 2032-33: 12.8297; 2033-34: 12.8297; 2034-35: 12.8297; 2035-36: 12.8297; 2036-37: 12.8297; 2037-38: 12.8297; 2038-39: 12.8297; 2039-40: 12.8297; 2040-41: 12.8297; 2041-42: 12.8297; 2042-43: 12.8297; 2043-44: 12.8297; 2044-45: 12.8297; 2045-46: 12.8297; 2046-47: 12.8297; 2047-48: 12.8297; 2048-49: 12.8297; 2049-50: 12.8297
11BL | Total Water Available For Use | 10BL + sum (2BL:5BL) | Ml/d | 2 | 2019-20: 0; 2020-21: 0; 2021-22: 14.8097; 2022-23: 14.8097; 2023-24: 14.8097; 2024-25: 14.8097; 2025-26: 14.8097; 2026-27: 14.8097; 2027-28: 14.8097; 2028-29: 14.8097; 2029-30: 14.8097; 2030-31: 14.8097; 2031-32: 14.8097; 2032-33: 14.8097; 2033-34: 14.8097; 2034-35: 14.8097; 2035-36: 14.8097; 2036-37: 14.8097; 2037-38: 14.8097; 2038-39: 14.8097; 2039-40: 14.8097; 2040-41: 14.8097; 2041-42: 14.8097; 2042-43: 14.8097; 2043-44: 14.8097; 2044-45: 14.8097; 2045-46: 14.8097; 2046-47: 14.8097; 2047-48: 14.8097; 2048-49: 14.8097; 2049-50: 14.8097
12BL | Water delivered measured non-household | Input Note - consumption & uspl | Ml/d | 2 | 2021-22: 4.5345; 2022-23: 9.4585; 2023-24: 9.4733; 2024-25: 9.6488; 2025-26: 9.6607; 2026-27: 9.6715; 2027-28: 9.6823; 2028-29: 9.6932; 2029-30: 9.7035; 2030-31: 9.7137; 2031-32: 9.7239; 2032-33: 9.7338; 2033-34: 9.7437; 2034-35: 9.7535; 2035-36: 9.763; 2036-37: 9.7724; 2037-38: 9.7817; 2038-39: 9.7908; 2039-40: 9.7998; 2040-41: 9.8086; 2041-42: 9.8173; 2042-43: 9.826; 2043-44: 9.8344; 2044-45: 9.8428; 2045-46: 9.851; 2046-47: 9.8591; 2047-48: 9.8671; 2048-49: 9.875; 2049-50: 9.8829
12.1BL | Non-potable water consumption | Input | Ml/d | 2
13BL | Water delivered unmeasured non-household | Input Note - consumption & uspl | Ml/d | 2 | 2021-22: 0.0076214; 2022-23: 0.0074667; 2023-24: 0.0074191; 2024-25: 0.0045932; 2025-26: 0.0025359; 2026-27: 0.0024877; 2027-28: 0.0024395; 2028-29: 0.0023913; 2029-30: 0.0023431; 2030-31: 0.002295; 2031-32: 0.0022468; 2032-33: 0.0021986; 2033-34: 0.0021504; 2034-35: 0.0021504; 2035-36: 0.0021504; 2036-37: 0.0021504; 2037-38: 0.0021504; 2038-39: 0.0021504; 2039-40: 0.0021504; 2040-41: 0.0021504; 2041-42: 0.0021504; 2042-43: 0.0021504; 2043-44: 0.0021504; 2044-45: 0.0021504; 2045-46: 0.0021504; 2046-47: 0.0021504; 2047-48: 0.0021504; 2048-49: 0.0021504; 2049-50: 0.0021504
14BL | Water delivered measured household | Input Note - consumption & uspl | Ml/d | 2 | 2021-22: 2.501; 2022-23: 2.5046; 2023-24: 2.4638; 2024-25: 2.445; 2025-26: 2.6094; 2026-27: 2.7602; 2027-28: 2.8378; 2028-29: 2.907; 2029-30: 2.9634; 2030-31: 3.0045; 2031-32: 3.0304; 2032-33: 3.0544; 2033-34: 3.078; 2034-35: 3.1025; 2035-36: 3.1271; 2036-37: 3.1521; 2037-38: 3.1779; 2038-39: 3.204; 2039-40: 3.2271; 2040-41: 3.2449; 2041-42: 3.2668; 2042-43: 3.2897; 2043-44: 3.3125; 2044-45: 3.3353; 2045-46: 3.3574; 2046-47: 3.38; 2047-48: 3.4032; 2048-49: 3.4275; 2049-50: 3.4523
15BL | Water delivered unmeasured household | Input Note - consumption & uspl | Ml/d | 2 | 2021-22: 2.0704; 2022-23: 2.1235; 2023-24: 2.0662; 2024-25: 1.8822; 2025-26: 1.622; 2026-27: 1.4959; 2027-28: 1.4515; 2028-29: 1.4071; 2029-30: 1.3628; 2030-31: 1.335; 2031-32: 1.3241; 2032-33: 1.3134; 2033-34: 1.3027; 2034-35: 1.2921; 2035-36: 1.2826; 2036-37: 1.2731; 2037-38: 1.2637; 2038-39: 1.2546; 2039-40: 1.2455; 2040-41: 1.2364; 2041-42: 1.2274; 2042-43: 1.219; 2043-44: 1.2112; 2044-45: 1.2036; 2045-46: 1.1959; 2046-47: 1.1886; 2047-48: 1.1813; 2048-49: 1.1741; 2049-50: 1.1667
16BL | Percentage of consumption driven by climate change | Input | % | 1 | 2021-22: 0%; 2022-23: 0.2322%; 2023-24: 0.248%; 2024-25: 0.2678%; 2025-26: 0.2834%; 2026-27: 0.3031%; 2027-28: 0.3267%; 2028-29: 0.3469%; 2029-30: 0.3664%; 2030-31: 0.3864%; 2031-32: 0.4095%; 2032-33: 0.4294%; 2033-34: 0.4493%; 2034-35: 0.4726%; 2035-36: 0.4925%; 2036-37: 0.5126%; 2037-38: 0.5362%; 2038-39: 0.5564%; 2039-40: 0.5763%; 2040-41: 0.5991%; 2041-42: 0.6184%; 2042-43: 0.6394%; 2043-44: 0.6605%; 2044-45: 0.6816%; 2045-46: 0.7027%; 2046-47: 0.7239%; 2047-48: 0.7452%; 2048-49: 0.7667%; 2049-50: 0.7882%
17BL | Volume of consumption driven by climate change | 16BL * (12BL + sum(13BL:15BL) - sum (23BL:26BL)) | Ml/d | 2 | 2019-20: 0; 2020-21: 0; 2021-22: 0; 2022-23: 0.032476; 2023-24: 0.034494; 2024-25: 0.037175; 2025-26: 0.039106; 2026-27: 0.04193; 2027-28: 0.045336; 2028-29: 0.048257; 2029-30: 0.051063; 2030-31: 0.053932; 2031-32: 0.057253; 2032-33: 0.060137; 2033-34: 0.06302; 2034-35: 0.066393; 2035-36: 0.06932; 2036-37: 0.072267; 2037-38: 0.075726; 2038-39: 0.078721; 2039-40: 0.081668; 2040-41: 0.085008; 2041-42: 0.087873; 2042-43: 0.091005; 2043-44: 0.094158; 2044-45: 0.097328; 2045-46: 0.10049; 2046-47: 0.10369; 2047-48: 0.10691; 2048-49: 0.11018; 2049-50: 0.11347
18BL | Measured Household - PCC | ((14BL - 25BL) * 1,000,000) / (39BL *1,000) | l/h/d | 1 | 2019-20: #DIV/0!; 2020-21: #DIV/0!; 2021-22: 145.2443; 2022-23: 140.921; 2023-24: 137.5664; 2024-25: 131.5891; 2025-26: 130.1143; 2026-27: 129.6673; 2027-28: 129.2834; 2028-29: 128.9246; 2029-30: 128.5921; 2030-31: 128.3383; 2031-32: 128.1803; 2032-33: 128.0504; 2033-34: 127.9127; 2034-35: 127.7934; 2035-36: 127.6526; 2036-37: 127.5603; 2037-38: 127.4779; 2038-39: 127.4187; 2039-40: 127.3363; 2040-41: 127.0876; 2041-42: 127.0009; 2042-43: 126.9487; 2043-44: 126.8935; 2044-45: 126.8429; 2045-46: 126.789; 2046-47: 126.7671; 2047-48: 126.7313; 2048-49: 126.6938; 2049-50: 126.6432
19BL | Unmeasured Household - PCC | ((15BL - 26BL) * 1,000,000) / (40BL *1,000) | l/h/d | 1 | 2019-20: #DIV/0!; 2020-21: #DIV/0!; 2021-22: 204.2551; 2022-23: 212.5279; 2023-24: 209.7794; 2024-25: 206.5776; 2025-26: 204.0732; 2026-27: 203.5937; 2027-28: 203.1318; 2028-29: 202.6712; 2029-30: 202.1919; 2030-31: 201.9215; 2031-32: 201.9218; 2032-33: 201.928; 2033-34: 201.9202; 2034-35: 201.9133; 2035-36: 202.0528; 2036-37: 202.1946; 2037-38: 202.3187; 2038-39: 202.4829; 2039-40: 202.6293; 2040-41: 202.751; 2041-42: 202.8771; 2042-43: 203.0949; 2043-44: 203.3923; 2044-45: 203.6954; 2045-46: 203.9835; 2046-47: 204.3178; 2047-48: 204.6367; 2048-49: 204.9603; 2049-50: 205.2253
20BL | Average Household - PCC | (((14BL - 25BL) + (15BL - 26BL)) * 1,000,000) / ((39BL + 40BL) *1,000) | l/h/d | 1 | 2019-20: #DIV/0!; 2020-21: #DIV/0!; 2021-22: 167.058; 2022-23: 166.6548; 2023-24: 163.1597; 2024-25: 156.2613; 2025-26: 151.1277; 2026-27: 148.6665; 2027-28: 147.45; 2028-29: 146.3173; 2029-30: 145.2794; 2030-31: 144.5746; 2031-32: 144.2238; 2032-33: 143.9094; 2033-34: 143.5886; 2034-35: 143.2829; 2035-36: 142.9903; 2036-37: 142.7413; 2037-38: 142.4963; 2038-39: 142.2815; 2039-40: 142.055; 2040-41: 141.6958; 2041-42: 141.4691; 2042-43: 141.2883; 2043-44: 141.1217; 2044-45: 140.9612; 2045-46: 140.7986; 2046-47: 140.6729; 2047-48: 140.5303; 2048-49: 140.3846; 2049-50: 140.2165
21BL | Water taken unbilled | Input | Ml/d | 2 | 2021-22: 0.12523; 2022-23: 0.12455; 2023-24: 0.12453; 2024-25: 0.12452; 2025-26: 0.12452; 2026-27: 0.12435; 2027-28: 0.12422; 2028-29: 0.12411; 2029-30: 0.12402; 2030-31: 0.12394; 2031-32: 0.12387; 2032-33: 0.12381; 2033-34: 0.12375; 2034-35: 0.12369; 2035-36: 0.12363; 2036-37: 0.12358; 2037-38: 0.12352; 2038-39: 0.12347; 2039-40: 0.12341; 2040-41: 0.12336; 2041-42: 0.12331; 2042-43: 0.12325; 2043-44: 0.1232; 2044-45: 0.12315; 2045-46: 0.1231; 2046-47: 0.12305; 2047-48: 0.12301; 2048-49: 0.12296; 2049-50: 0.12291
22BL | Distribution system operational use | Input | Ml/d | 2 | 2021-22: 0.074263; 2022-23: 0.074263; 2023-24: 0.074263; 2024-25: 0.074263; 2025-26: 0.074263; 2026-27: 0.074263; 2027-28: 0.074263; 2028-29: 0.074263; 2029-30: 0.074263; 2030-31: 0.074263; 2031-32: 0.074263; 2032-33: 0.074263; 2033-34: 0.074263; 2034-35: 0.074263; 2035-36: 0.074263; 2036-37: 0.074263; 2037-38: 0.074263; 2038-39: 0.074263; 2039-40: 0.074263; 2040-41: 0.074263; 2041-42: 0.074263; 2042-43: 0.074263; 2043-44: 0.074263; 2044-45: 0.074263; 2045-46: 0.074263; 2046-47: 0.074263; 2047-48: 0.074263; 2048-49: 0.074263; 2049-50: 0.074263
23BL | Measured Non Household - USPL | Input | Ml/d | 2 | 2021-22: 0.0063158; 2022-23: 0.0065225; 2023-24: 0.0062973; 2024-25: 0.0061478; 2025-26: 0.006274; 2026-27: 0.0063026; 2027-28: 0.0063313; 2028-29: 0.00636; 2029-30: 0.0063886; 2030-31: 0.0064173; 2031-32: 0.0064459; 2032-33: 0.0064746; 2033-34: 0.0065033; 2034-35: 0.0065319; 2035-36: 0.0065606; 2036-37: 0.0065893; 2037-38: 0.0066179; 2038-39: 0.0066466; 2039-40: 0.0066753; 2040-41: 0.0067039; 2041-42: 0.0067326; 2042-43: 0.0067613; 2043-44: 0.0067899; 2044-45: 0.0068186; 2045-46: 0.0068472; 2046-47: 0.0068759; 2047-48: 0.0069046; 2048-49: 0.0069332; 2049-50: 0.0069619
24BL | Unmeasured Non Household - USPL | Input | Ml/d | 2 | 2021-22: 0.00037141; 2022-23: 0.00035082; 2023-24: 0.00033557; 2024-25: 0.00019966; 2025-26: 0.00011023; 2026-27: 0.00010814; 2027-28: 0.00010604; 2028-29: 0.00010395; 2029-30: 0.00010185; 2030-31: 9.976e-05; 2031-32: 9.7666e-05; 2032-33: 9.5571e-05; 2033-34: 9.3477e-05; 2034-35: 9.3477e-05; 2035-36: 9.3477e-05; 2036-37: 9.3477e-05; 2037-38: 9.3477e-05; 2038-39: 9.3477e-05; 2039-40: 9.3477e-05; 2040-41: 9.3477e-05; 2041-42: 9.3477e-05; 2042-43: 9.3477e-05; 2043-44: 9.3477e-05; 2044-45: 9.3477e-05; 2045-46: 9.3477e-05; 2046-47: 9.3477e-05; 2047-48: 9.3477e-05; 2048-49: 9.3477e-05; 2049-50: 9.3477e-05
25BL | Measured Household - USPL | Input | Ml/d | 2 | 2021-22: 0.051998; 2022-23: 0.051638; 2023-24: 0.050221; 2024-25: 0.051152; 2025-26: 0.056266; 2026-27: 0.059791; 2027-28: 0.061539; 2028-29: 0.063161; 2029-30: 0.064601; 2030-31: 0.065675; 2031-32: 0.066363; 2032-33: 0.066999; 2033-34: 0.067622; 2034-35: 0.068238; 2035-36: 0.068843; 2036-37: 0.069428; 2037-38: 0.069993; 2038-39: 0.070553; 2039-40: 0.071103; 2040-41: 0.071645; 2041-42: 0.072181; 2042-43: 0.072706; 2043-44: 0.073218; 2044-45: 0.073719; 2045-46: 0.074213; 2046-47: 0.0747; 2047-48: 0.075183; 2048-49: 0.075666; 2049-50: 0.076147
26BL | Unmeasured Household - USPL | Input | Ml/d | 2 | 2021-22: 0.050719; 2022-23: 0.048172; 2023-24: 0.045613; 2024-25: 0.039528; 2025-26: 0.032693; 2026-27: 0.029274; 2027-28: 0.028312; 2028-29: 0.02735; 2029-30: 0.026389; 2030-31: 0.02587; 2031-32: 0.025795; 2032-33: 0.025719; 2033-34: 0.025644; 2034-35: 0.025568; 2035-36: 0.025493; 2036-37: 0.025417; 2037-38: 0.025342; 2038-39: 0.025266; 2039-40: 0.025191; 2040-41: 0.025116; 2041-42: 0.02504; 2042-43: 0.024965; 2043-44: 0.024889; 2044-45: 0.024814; 2045-46: 0.024738; 2046-47: 0.024663; 2047-48: 0.024587; 2048-49: 0.024512; 2049-50: 0.024436
27BL | Void Properties - USPL | Input | Ml/d | 2 | 2021-22: 0.0062099; 2022-23: 0.0068867; 2023-24: 0.0069127; 2024-25: 0.0069144; 2025-26: 0.0069168; 2026-27: 0.0070939; 2027-28: 0.0072154; 2028-29: 0.0073262; 2029-30: 0.0074215; 2030-31: 0.0075027; 2031-32: 0.007568; 2032-33: 0.0076289; 2033-34: 0.0076886; 2034-35: 0.007748; 2035-36: 0.0078065; 2036-37: 0.0078633; 2037-38: 0.0079184; 2038-39: 0.0079731; 2039-40: 0.0080272; 2040-41: 0.0080806; 2041-42: 0.0081335; 2042-43: 0.0081854; 2043-44: 0.0082363; 2044-45: 0.0082862; 2045-46: 0.0083355; 2046-47: 0.0083842; 2047-48: 0.0084326; 2048-49: 0.008481; 2049-50: 0.0085292
28BL | Distribution losses | Input | Ml/d | 2 | 2021-22: 1.2054; 2022-23: 0.69755; 2023-24: 0.67002; 2024-25: 0.64374; 2025-26: 0.64542; 2026-27: 0.64511; 2027-28: 0.64418; 2028-29: 0.64338; 2029-30: 0.64278; 2030-31: 0.64212; 2031-32: 0.64141; 2032-33: 0.64076; 2033-34: 0.64013; 2034-35: 0.6395; 2035-36: 0.63888; 2036-37: 0.63829; 2037-38: 0.63772; 2038-39: 0.63715; 2039-40: 0.63659; 2040-41: 0.63604; 2041-42: 0.6355; 2042-43: 0.63497; 2043-44: 0.63445; 2044-45: 0.63395; 2045-46: 0.63345; 2046-47: 0.63297; 2047-48: 0.63248; 2048-49: 0.632; 2049-50: 0.63151
29BL | Total Leakage | sum (23BL:28BL) | Ml/d | 2 | 2019-20: 0; 2020-21: 0; 2021-22: 1.3211; 2022-23: 0.81112; 2023-24: 0.7794; 2024-25: 0.74768; 2025-26: 0.74768; 2026-27: 0.74768; 2027-28: 0.74768; 2028-29: 0.74768; 2029-30: 0.74768; 2030-31: 0.74768; 2031-32: 0.74768; 2032-33: 0.74768; 2033-34: 0.74768; 2034-35: 0.74768; 2035-36: 0.74768; 2036-37: 0.74768; 2037-38: 0.74768; 2038-39: 0.74768; 2039-40: 0.74768; 2040-41: 0.74768; 2041-42: 0.74768; 2042-43: 0.74768; 2043-44: 0.74768; 2044-45: 0.74768; 2045-46: 0.74768; 2046-47: 0.74768; 2047-48: 0.74768; 2048-49: 0.74768; 2049-50: 0.74768
30BL | Leakage/property | (29BL * 1,000,000) / (36BL * 1,000) | l/prop/d | 2 | 2019-20: #DIV/0!; 2020-21: #DIV/0!; 2021-22: 108.1499; 2022-23: 65.2853; 2023-24: 62.5797; 2024-25: 59.9368; 2025-26: 59.2161; 2026-27: 57.8207; 2027-28: 56.7964; 2028-29: 55.9062; 2029-30: 55.182; 2030-31: 54.5635; 2031-32: 54.0589; 2032-33: 53.6016; 2033-34: 53.1612; 2034-35: 52.7321; 2035-36: 52.3172; 2036-37: 51.9224; 2037-38: 51.5471; 2038-39: 51.1801; 2039-40: 50.8231; 2040-41: 50.4755; 2041-42: 50.1369; 2042-43: 49.8097; 2043-44: 49.4946; 2044-45: 49.1903; 2045-46: 48.8939; 2046-47: 48.6053; 2047-48: 48.3221; 2048-49: 48.0424; 2049-50: 47.7668
31BL | Measured Non Household - properties | Input | 000's | 2 | 2021-22: 1.014; 2022-23: 0.98032; 2023-24: 0.98498; 2024-25: 1.0024; 2025-26: 1.023; 2026-27: 1.0276; 2027-28: 1.0323; 2028-29: 1.037; 2029-30: 1.0417; 2030-31: 1.0463; 2031-32: 1.051; 2032-33: 1.0557; 2033-34: 1.0604; 2034-35: 1.065; 2035-36: 1.0697; 2036-37: 1.0744; 2037-38: 1.079; 2038-39: 1.0837; 2039-40: 1.0884; 2040-41: 1.0931; 2041-42: 1.0977; 2042-43: 1.1024; 2043-44: 1.1071; 2044-45: 1.1118; 2045-46: 1.1164; 2046-47: 1.1211; 2047-48: 1.1258; 2048-49: 1.1305; 2049-50: 1.1351
32BL | Unmeasured Non Household - properties | Input | 000's | 2 | 2021-22: 0.025; 2022-23: 0.024538; 2023-24: 0.024426; 2024-25: 0.01515; 2025-26: 0.0083643; 2026-27: 0.0082054; 2027-28: 0.0080464; 2028-29: 0.0078875; 2029-30: 0.0077286; 2030-31: 0.0075697; 2031-32: 0.0074107; 2032-33: 0.0072518; 2033-34: 0.0070929; 2034-35: 0.0070929; 2035-36: 0.0070929; 2036-37: 0.0070929; 2037-38: 0.0070929; 2038-39: 0.0070929; 2039-40: 0.0070929; 2040-41: 0.0070929; 2041-42: 0.0070929; 2042-43: 0.0070929; 2043-44: 0.0070929; 2044-45: 0.0070929; 2045-46: 0.0070929; 2046-47: 0.0070929; 2047-48: 0.0070929; 2048-49: 0.0070929; 2049-50: 0.0070929
33BL | All void non-households - properties | Input | 000's | 2 | 2021-22: 0.11; 2022-23: 0.14776; 2023-24: 0.14833; 2024-25: 0.1453; 2025-26: 0.13664; 2026-27: 0.13724; 2027-28: 0.13784; 2028-29: 0.13845; 2029-30: 0.13905; 2030-31: 0.13965; 2031-32: 0.14025; 2032-33: 0.14086; 2033-34: 0.14146; 2034-35: 0.14208; 2035-36: 0.1427; 2036-37: 0.14332; 2037-38: 0.14394; 2038-39: 0.14456; 2039-40: 0.14518; 2040-41: 0.1458; 2041-42: 0.14642; 2042-43: 0.14704; 2043-44: 0.14766; 2044-45: 0.14828; 2045-46: 0.1489; 2046-47: 0.14952; 2047-48: 0.15014; 2048-49: 0.15076; 2049-50: 0.15138
34BL | Measured households - properties (excl. void) | Year before + sum (34.1BL:34.6BL) | 000's | 2 | 2021-22: 7.344; 2022-23: 7.5865; 2023-24: 7.6597; 2024-25: 7.9922; 2025-26: 8.6487; 2026-27: 9.1964; 2027-28: 9.4899; 2028-29: 9.7606; 2029-30: 9.9981; 2030-31: 10.181; 2031-32: 10.3058; 2032-33: 10.4209; 2033-34: 10.5336; 2034-35: 10.6451; 2035-36: 10.7547; 2036-37: 10.8606; 2037-38: 10.9628; 2038-39: 11.0642; 2039-40: 11.1642; 2040-41: 11.2629; 2041-42: 11.3605; 2042-43: 11.456; 2043-44: 11.5492; 2044-45: 11.6403; 2045-46: 11.7302; 2046-47: 11.8188; 2047-48: 11.9067; 2048-49: 11.9946; 2049-50: 12.0822
34.1BL | New build properties - properties | Input (new builds in each year) | 000's | 2 | 2021-22: 0.115; 2022-23: 0.20896; 2023-24: 0.028481; 2024-25: 0.018165; 2025-26: 0.1493; 2026-27: 0.30219; 2027-28: 0.23068; 2028-29: 0.20709; 2029-30: 0.17316; 2030-31: 0.15123; 2031-32: 0.12556; 2032-33: 0.11565; 2033-34: 0.11319; 2034-35: 0.11191; 2035-36: 0.10993; 2036-37: 0.10613; 2037-38: 0.10233; 2038-39: 0.10148; 2039-40: 0.10098; 2040-41: 0.099661; 2041-42: 0.098388; 2042-43: 0.096324; 2043-44: 0.093926; 2044-45: 0.091795; 2045-46: 0.09049; 2046-47: 0.089147; 2047-48: 0.088534; 2048-49: 0.088426; 2049-50: 0.088157
34.2BL | Meter optants - properties | Input (meter optants in each year) | 000's | 2 | 2021-22: 0; 2022-23: 0.043631; 2023-24: 0.048; 2024-25: 0.306; 2025-26: 0.50803; 2026-27: 0.26135; 2027-28: 0.070634; 2028-29: 0.070634; 2029-30: 0.070634; 2030-31: 0.037745; 2031-32: 0.0048561; 2032-33: 0.0048561; 2033-34: 0.0048561; 2034-35: 0.0048561; 2035-36: 0.0048561; 2036-37: 0.0048561; 2037-38: 0.0048561; 2038-39: 0.0048561; 2039-40: 0.0048561; 2040-41: 0.0048561; 2041-42: 0.0048561; 2042-43: 0.0048561; 2043-44: 0.0048561; 2044-45: 0.0048561; 2045-46: 0.0048561; 2046-47: 0.0048561; 2047-48: 0.0048561; 2048-49: 0.0048561; 2049-50: 0.0048561
34.3BL | Compulsory metering - properties | Input (compulsory meters in each year) | 000's | 2 | 2021-22: 0; 2022-23: 0; 2023-24: 0; 2024-25: 0; 2025-26: 0; 2026-27: 0; 2027-28: 0.003; 2028-29: 0.003; 2029-30: 0.003; 2030-31: 0.0015; 2031-32: 0; 2032-33: 0; 2033-34: 0; 2034-35: 0; 2035-36: 0; 2036-37: 0; 2037-38: 0; 2038-39: 0; 2039-40: 0; 2040-41: 0; 2041-42: 0; 2042-43: 0; 2043-44: 0; 2044-45: 0; 2045-46: 0; 2046-47: 0; 2047-48: 0; 2048-49: 0; 2049-50: 0
34.4BL | Metering on change of occupancy - properties | Input (change of occupancy meters in each year) | 000's | 2 | 2021-22: 0; 2022-23: 0; 2023-24: 0; 2024-25: 0; 2025-26: 0; 2026-27: 0; 2027-28: 0; 2028-29: 0; 2029-30: 0; 2030-31: 0; 2031-32: 0; 2032-33: 0; 2033-34: 0; 2034-35: 0; 2035-36: 0; 2036-37: 0; 2037-38: 0; 2038-39: 0; 2039-40: 0; 2040-41: 0; 2041-42: 0; 2042-43: 0; 2043-44: 0; 2044-45: 0; 2045-46: 0; 2046-47: 0; 2047-48: 0; 2048-49: 0; 2049-50: 0
34.5BL | Selective metering - properties | Input (selective meters in each year) | 000's | 2 | 2021-22: 0; 2022-23: 0.000135; 2023-24: 0.00027; 2024-25: 0.020135; 2025-26: 0.0215; 2026-27: 0.003; 2027-28: 0.003; 2028-29: 0.003; 2029-30: 0.003; 2030-31: 0.0015; 2031-32: 0; 2032-33: 0; 2033-34: 0; 2034-35: 0; 2035-36: 0; 2036-37: 0; 2037-38: 0; 2038-39: 0; 2039-40: 0; 2040-41: 0; 2041-42: 0; 2042-43: 0; 2043-44: 0; 2044-45: 0; 2045-46: 0; 2046-47: 0; 2047-48: 0; 2048-49: 0; 2049-50: 0
34.6BL | Other changes to existing metering - properties | Input (other changes to meters in each year) | 000's | 2 | 2021-22: 0; 2022-23: -0.010181; 2023-24: -0.0036266; 2024-25: -0.011793; 2025-26: -0.022261; 2026-27: -0.018833; 2027-28: -0.01383; 2028-29: -0.013109; 2029-30: -0.012245; 2030-31: -0.0090259; 2031-32: -0.0056926; 2032-33: -0.0053903; 2033-34: -0.0053152; 2034-35: -0.0052761; 2035-36: -0.0052156; 2036-37: -0.0050996; 2037-38: -0.0049836; 2038-39: -0.0049577; 2039-40: -0.0057982; 2040-41: -0.0057581; 2041-42: -0.0057193; 2042-43: -0.0056563; 2043-44: -0.0055831; 2044-45: -0.005518; 2045-46: -0.0054782; 2046-47: -0.0054372; 2047-48: -0.0054185; 2048-49: -0.0054152; 2049-50: -0.005407
34.7BL | Measured household void properties | Input | 000's | 2 | 2021-22: 0.23; 2022-23: 0.23886; 2023-24: 0.24116; 2024-25: 0.25163; 2025-26: 0.2723; 2026-27: 0.28954; 2027-28: 0.29878; 2028-29: 0.3073; 2029-30: 0.31478; 2030-31: 0.32054; 2031-32: 0.32447; 2032-33: 0.32809; 2033-34: 0.33164; 2034-35: 0.33515; 2035-36: 0.3386; 2036-37: 0.34194; 2037-38: 0.34515; 2038-39: 0.34835; 2039-40: 0.3515; 2040-41: 0.35461; 2041-42: 0.35768; 2042-43: 0.36068; 2043-44: 0.36362; 2044-45: 0.36649; 2045-46: 0.36932; 2046-47: 0.3721; 2047-48: 0.37487; 2048-49: 0.37764; 2049-50: 0.3804
35BL | Unmeasured households - properties (excl. void) | Input | 000's | 2 | 2021-22: 3.414; 2022-23: 3.3693; 2023-24: 3.3202; 2024-25: 2.9993; 2025-26: 2.4807; 2026-27: 2.2212; 2027-28: 2.1483; 2028-29: 2.0753; 2029-30: 2.0023; 2030-31: 1.963; 2031-32: 1.9573; 2032-33: 1.9515; 2033-34: 1.9458; 2034-35: 1.9401; 2035-36: 1.9344; 2036-37: 1.9286; 2037-38: 1.9229; 2038-39: 1.9172; 2039-40: 1.9115; 2040-41: 1.9057; 2041-42: 1.9; 2042-43: 1.8943; 2043-44: 1.8886; 2044-45: 1.8828; 2045-46: 1.8771; 2046-47: 1.8714; 2047-48: 1.8657; 2048-49: 1.8599; 2049-50: 1.8542
35.1BL | Unmeasured household void properties | Input | 000's | 2 | 2021-22: 0.078; 2022-23: 0.076934; 2023-24: 0.075811; 2024-25: 0.068486; 2025-26: 0.056643; 2026-27: 0.050719; 2027-28: 0.049053; 2028-29: 0.047387; 2029-30: 0.045721; 2030-31: 0.044822; 2031-32: 0.044691; 2032-33: 0.044561; 2033-34: 0.04443; 2034-35: 0.044299; 2035-36: 0.044169; 2036-37: 0.044038; 2037-38: 0.043907; 2038-39: 0.043776; 2039-40: 0.043646; 2040-41: 0.043515; 2041-42: 0.043384; 2042-43: 0.043253; 2043-44: 0.043123; 2044-45: 0.042992; 2045-46: 0.042861; 2046-47: 0.042731; 2047-48: 0.0426; 2048-49: 0.042469; 2049-50: 0.042338
36BL | Total Resource Zone Properties (incl. voids) | sum (31BL:34BL) + 34.7BL + 35BL + 35.1BL | 000's | 2 | 2019-20: 0; 2020-21: 0; 2021-22: 12.215; 2022-23: 12.4243; 2023-24: 12.4545; 2024-25: 12.4745; 2025-26: 12.6263; 2026-27: 12.931; 2027-28: 13.1642; 2028-29: 13.3739; 2029-30: 13.5494; 2030-31: 13.7029; 2031-32: 13.8309; 2032-33: 13.9489; 2033-34: 14.0644; 2034-35: 14.1788; 2035-36: 14.2913; 2036-37: 14.4; 2037-38: 14.5048; 2038-39: 14.6088; 2039-40: 14.7114; 2040-41: 14.8128; 2041-42: 14.9128; 2042-43: 15.0108; 2043-44: 15.1063; 2044-45: 15.1998; 2045-46: 15.2919; 2046-47: 15.3827; 2047-48: 15.4729; 2048-49: 15.5629; 2049-50: 15.6527
37BL | Measured Non Household - Population | Input | 000's | 2 | 2021-22: 0.22289; 2022-23: 0.22953; 2023-24: 0.23521; 2024-25: 0.24043; 2025-26: 0.24656; 2026-27: 0.25357; 2027-28: 0.26037; 2028-29: 0.26721; 2029-30: 0.27451; 2030-31: 0.28007; 2031-32: 0.28868; 2032-33: 0.29772; 2033-34: 0.305; 2034-35: 0.31085; 2035-36: 0.3153; 2036-37: 0.31939; 2037-38: 0.3231; 2038-39: 0.3274; 2039-40: 0.33129; 2040-41: 0.33504; 2041-42: 0.33928; 2042-43: 0.34449; 2043-44: 0.35039; 2044-45: 0.3563; 2045-46: 0.36301; 2046-47: 0.37002; 2047-48: 0.37725; 2048-49: 0.3849; 2049-50: 0.39249
38BL | Unmeasured Non Household - Population | Input | 000's | 2 | 2021-22: 0; 2022-23: 0; 2023-24: 0; 2024-25: 0; 2025-26: 0; 2026-27: 0; 2027-28: 0; 2028-29: 0; 2029-30: 0; 2030-31: 0; 2031-32: 0; 2032-33: 0; 2033-34: 0; 2034-35: 0; 2035-36: 0; 2036-37: 0; 2037-38: 0; 2038-39: 0; 2039-40: 0; 2040-41: 0; 2041-42: 0; 2042-43: 0; 2043-44: 0; 2044-45: 0; 2045-46: 0; 2046-47: 0; 2047-48: 0; 2048-49: 0; 2049-50: 0
39BL | Measured Household - Population | Input | 000's | 2 | 2021-22: 16.8614; 2022-23: 17.407; 2023-24: 17.5452; 2024-25: 18.1918; 2025-26: 19.6221; 2026-27: 20.8256; 2027-28: 21.4739; 2028-29: 22.0585; 2029-30: 22.5422; 2030-31: 22.8991; 2031-32: 23.1242; 2032-33: 23.3296; 2033-34: 23.5345; 2034-35: 23.7434; 2035-36: 23.9576; 2036-37: 24.1664; 2037-38: 24.3802; 2038-39: 24.5914; 2039-40: 24.7849; 2040-41: 24.9693; 2041-42: 25.1542; 2042-43: 25.3413; 2043-44: 25.5278; 2044-45: 25.7139; 2045-46: 25.8951; 2046-47: 26.0735; 2047-48: 26.2605; 2048-49: 26.4562; 2049-50: 26.6584
40BL | Unmeasured Household - Population | Input | 000's | 2 | 2021-22: 9.8881; 2022-23: 9.7649; 2023-24: 9.632; 2024-25: 8.9202; 2025-26: 7.7878; 2026-27: 7.2035; 2027-28: 7.006; 2028-29: 6.808; 2029-30: 6.6096; 2030-31: 6.4833; 2031-32: 6.4299; 2032-33: 6.377; 2033-34: 6.3246; 2034-35: 6.2727; 2035-36: 6.2214; 2036-37: 6.1707; 2037-38: 6.1206; 2038-39: 6.0712; 2039-40: 6.0224; 2040-41: 5.9742; 2041-42: 5.9265; 2042-43: 5.8794; 2043-44: 5.8329; 2044-45: 5.7869; 2045-46: 5.7416; 2046-47: 5.6968; 2047-48: 5.6526; 2048-49: 5.609; 2049-50: 5.566
41BL | Total Resource Zone Population | sum (37BL:40BL) | 000's | 2 | 2019-20: 0; 2020-21: 0; 2021-22: 26.9725; 2022-23: 27.4015; 2023-24: 27.4124; 2024-25: 27.3524; 2025-26: 27.6565; 2026-27: 28.2827; 2027-28: 28.7402; 2028-29: 29.1337; 2029-30: 29.4263; 2030-31: 29.6625; 2031-32: 29.8427; 2032-33: 30.0043; 2033-34: 30.1641; 2034-35: 30.327; 2035-36: 30.4943; 2036-37: 30.6566; 2037-38: 30.824; 2038-39: 30.99; 2039-40: 31.1386; 2040-41: 31.2786; 2041-42: 31.42; 2042-43: 31.5652; 2043-44: 31.711; 2044-45: 31.8571; 2045-46: 31.9997; 2046-47: 32.1403; 2047-48: 32.2904; 2048-49: 32.4501; 2049-50: 32.617
42BL | Average household occupancy rate (excl. voids) | (39BL + 40BL) / (34BL + 35BL) | h/prop | 1 | 2019-20: #DIV/0!; 2020-21: #DIV/0!; 2021-22: 2.4865; 2022-23: 2.4801; 2023-24: 2.4752; 2024-25: 2.4666; 2025-26: 2.4628; 2026-27: 2.4549; 2027-28: 2.4471; 2028-29: 2.4389; 2029-30: 2.4292; 2030-31: 2.4195; 2031-32: 2.41; 2032-33: 2.401; 2033-34: 2.3927; 2034-35: 2.385; 2035-36: 2.3784; 2036-37: 2.3721; 2037-38: 2.367; 2038-39: 2.3621; 2039-40: 2.3561; 2040-41: 2.3498; 2041-42: 2.3439; 2042-43: 2.3386; 2043-44: 2.3338; 2044-45: 2.3294; 2045-46: 2.325; 2046-47: 2.3207; 2047-48: 2.3172; 2048-49: 2.3144; 2049-50: 2.3123
43BL | Total Household Metering penetration (excl. voids) | 34BL / (34BL + 35BL) | % | 1 | 2019-20: #DIV/0!; 2020-21: #DIV/0!; 2021-22: 68.27%; 2022-23: 69.25%; 2023-24: 69.76%; 2024-25: 72.71%; 2025-26: 77.71%; 2026-27: 80.55%; 2027-28: 81.54%; 2028-29: 82.47%; 2029-30: 83.31%; 2030-31: 83.84%; 2031-32: 84.04%; 2032-33: 84.23%; 2033-34: 84.41%; 2034-35: 84.58%; 2035-36: 84.76%; 2036-37: 84.92%; 2037-38: 85.08%; 2038-39: 85.23%; 2039-40: 85.38%; 2040-41: 85.53%; 2041-42: 85.67%; 2042-43: 85.81%; 2043-44: 85.95%; 2044-45: 86.08%; 2045-46: 86.21%; 2046-47: 86.33%; 2047-48: 86.45%; 2048-49: 86.58%; 2049-50: 86.7%
44BL | Total Household Metering penetration (incl. voids) | (34BL) / (34BL + 34.7BL + 35BL + 35.1BL) | % | 1 | 2019-20: #DIV/0!; 2020-21: #DIV/0!; 2021-22: 66.37%; 2022-23: 67.31%; 2023-24: 67.8%; 2024-25: 70.65%; 2025-26: 75.48%; 2026-27: 78.21%; 2027-28: 79.17%; 2028-29: 80.07%; 2029-30: 80.88%; 2030-31: 81.39%; 2031-32: 81.58%; 2032-33: 81.76%; 2033-34: 81.94%; 2034-35: 82.11%; 2035-36: 82.27%; 2036-37: 82.43%; 2037-38: 82.58%; 2038-39: 82.73%; 2039-40: 82.88%; 2040-41: 83.02%; 2041-42: 83.16%; 2042-43: 83.29%; 2043-44: 83.42%; 2044-45: 83.55%; 2045-46: 83.67%; 2046-47: 83.79%; 2047-48: 83.91%; 2048-49: 84.03%; 2049-50: 84.14%
45BL | Distribution input | sum (12BL:15BL) +21BL + 22BL + 27BL + 28BL | Ml/d | 2 | 2019-20: 0; 2020-21: 0; 2021-22: 10.5247; 2022-23: 14.9973; 2023-24: 14.8864; 2024-25: 14.83; 2025-26: 14.7458; 2026-27: 14.7808; 2027-28: 14.8239; 2028-29: 14.8589; 2029-30: 14.8805; 2030-31: 14.9033; 2031-32: 14.9278; 2032-33: 14.9503; 2033-34: 14.9724; 2034-35: 14.9954; 2035-36: 15.0194; 2036-37: 15.0438; 2037-38: 15.0689; 2038-39: 15.0943; 2039-40: 15.1168; 2040-41: 15.1338; 2041-42: 15.1549; 2042-43: 15.1776; 2043-44: 15.2005; 2044-45: 15.2235; 2045-46: 15.2457; 2046-47: 15.2685; 2047-48: 15.292; 2048-49: 15.3165; 2049-50: 15.3412
46BL | Target headroom (climate change component) | Input | Ml/d | 2 | 2021-22: 0; 2022-23: 0; 2023-24: 0; 2024-25: 0; 2025-26: 0; 2026-27: 0; 2027-28: 0; 2028-29: 0; 2029-30: 0; 2030-31: 0; 2031-32: 0; 2032-33: 0; 2033-34: 0; 2034-35: 0; 2035-36: 0; 2036-37: 0; 2037-38: 0; 2038-39: 0; 2039-40: 0; 2040-41: 0; 2041-42: 0; 2042-43: 0; 2043-44: 0; 2044-45: 0; 2045-46: 0; 2046-47: 0; 2047-48: 0; 2048-49: 0; 2049-50: 0
47BL | Target headroom (All other components) | Input | Ml/d | 2 | 2021-22: 1.1989; 2022-23: 1.2684; 2023-24: 1.3125; 2024-25: 1.2799; 2025-26: 1.3055; 2026-27: 1.2905; 2027-28: 1.2469; 2028-29: 1.2658; 2029-30: 1.2711; 2030-31: 1.2795; 2031-32: 1.1092; 2032-33: 0.44151; 2033-34: 0.42311; 2034-35: 0.38203; 2035-36: 0.3602; 2036-37: 0.36521; 2037-38: 0.36318; 2038-39: 0.37083; 2039-40: 0.37619; 2040-41: 0.37825; 2041-42: 0.36126; 2042-43: 0.35162; 2043-44: 0.33747; 2044-45: 0.33059; 2045-46: 0.32271; 2046-47: 0.32731; 2047-48: 0.33112; 2048-49: 0.33605; 2049-50: 0.33766
48BL | Target Headroom | 46BL + 47BL | Ml/d | 2 | 2019-20: 0; 2020-21: 0; 2021-22: 1.1989; 2022-23: 1.2684; 2023-24: 1.3125; 2024-25: 1.2799; 2025-26: 1.3055; 2026-27: 1.2905; 2027-28: 1.2469; 2028-29: 1.2658; 2029-30: 1.2711; 2030-31: 1.2795; 2031-32: 1.1092; 2032-33: 0.44151; 2033-34: 0.42311; 2034-35: 0.38203; 2035-36: 0.3602; 2036-37: 0.36521; 2037-38: 0.36318; 2038-39: 0.37083; 2039-40: 0.37619; 2040-41: 0.37825; 2041-42: 0.36126; 2042-43: 0.35162; 2043-44: 0.33747; 2044-45: 0.33059; 2045-46: 0.32271; 2046-47: 0.32731; 2047-48: 0.33112; 2048-49: 0.33605; 2049-50: 0.33766
49BL | Available Headroom | 11BL - 45BL | Ml/d | 2 | 2019-20: 0; 2020-21: 0; 2021-22: 4.285; 2022-23: -0.18763; 2023-24: -0.076739; 2024-25: -0.020316; 2025-26: 0.063945; 2026-27: 0.028862; 2027-28: -0.01416; 2028-29: -0.049182; 2029-30: -0.070776; 2030-31: -0.093635; 2031-32: -0.11807; 2032-33: -0.14057; 2033-34: -0.16269; 2034-35: -0.18571; 2035-36: -0.20968; 2036-37: -0.23408; 2037-38: -0.25916; 2038-39: -0.28461; 2039-40: -0.30712; 2040-41: -0.32413; 2041-42: -0.34517; 2042-43: -0.36785; 2043-44: -0.3908; 2044-45: -0.41379; 2045-46: -0.43595; 2046-47: -0.45881; 2047-48: -0.48228; 2048-49: -0.50681; 2049-50: -0.53151
49.1BL | Available non-potable balance (if applicable) | 1.1BL -12.1BL | Ml/d | 2 | 2019-20: 0; 2020-21: 0; 2021-22: 0; 2022-23: 0; 2023-24: 0; 2024-25: 0; 2025-26: 0; 2026-27: 0; 2027-28: 0; 2028-29: 0; 2029-30: 0; 2030-31: 0; 2031-32: 0; 2032-33: 0; 2033-34: 0; 2034-35: 0; 2035-36: 0; 2036-37: 0; 2037-38: 0; 2038-39: 0; 2039-40: 0; 2040-41: 0; 2041-42: 0; 2042-43: 0; 2043-44: 0; 2044-45: 0; 2045-46: 0; 2046-47: 0; 2047-48: 0; 2048-49: 0; 2049-50: 0
50BL | Supply Demand Balance |  | Ml/d | 2 | 2019-20: 0; 2020-21: 0; 2021-22: 3.086; 2022-23: -1.4561; 2023-24: -1.3892; 2024-25: -1.3002; 2025-26: -1.2415; 2026-27: -1.2617; 2027-28: -1.2611; 2028-29: -1.3149; 2029-30: -1.3419; 2030-31: -1.3732; 2031-32: -1.2273; 2032-33: -0.58208; 2033-34: -0.58579; 2034-35: -0.56774; 2035-36: -0.56988; 2036-37: -0.59929; 2037-38: -0.62234; 2038-39: -0.65544; 2039-40: -0.68331; 2040-41: -0.70238; 2041-42: -0.70643; 2042-43: -0.71946; 2043-44: -0.72827; 2044-45: -0.74438; 2045-46: -0.75866; 2046-47: -0.78612; 2047-48: -0.8134; 2048-49: -0.84286; 2049-50: -0.86916
Table 3e: DYCP - Final plan Options | Back to top of sheet
WRMP24 reference | Option type | Cat ID | Unit | Decimal places | 2019-20 | 2020-21 | 2021-22 | 2022-23 | 2023-24 | 2024-25 | 2025-26 | 2026-27 | 2027-28 | 2028-29 | 2029-30 | 2030-31 | 2031-32 | 2032-33 | 2033-34 | 2034-35 | 2035-36 | 2036-37 | 2037-38 | 2038-39 | 2039-40 | 2040-41 | 2041-42 | 2042-43 | 2043-44 | 2044-45 | 2045-46 | 2046-47 | 2047-48 | 2048-49 | 2049-50 | 2050-51 | 2051-52 | 2052-53 | 2053-54 | 2054-55 | 2055-56 | 2056-57 | 2057-58 | 2058-59 | 2059-60 | 2060-61 | 2061-62 | 2062-63 | 2063-64 | 2064-65 | 2065-66 | 2066-67 | 2067-68 | 2068-69 | 2069-70 | 2070-71 | 2071-72 | 2072-73 | 2073-74 | 2074-75 | 2075-76 | 2076-77 | 2077-78 | 2078-79 | 2079-80 | 2080-81 | 2081-82 | 2082-83 | 2083-84 | 2084-85 | 2085-86 | 2086-87 | 2087-88 | 2088-89 | 2089-90 | 2090-91 | 2091-92 | 2092-93 | 2093-94 | 2094-95 | 2095-96 | 2096-97 | 2097-98 | 2098-99 | 2099-100 | 2099-101
1.11FP | Non potable supplies input reductions as -ve and increases as +ve | RSNPS | Ml/d | 2 | 2021-22: 0; 2022-23: 0; 2023-24: 0; 2024-25: 0; 2025-26: 0; 2026-27: 0; 2027-28: 0; 2028-29: 0; 2029-30: 0; 2030-31: 0; 2031-32: 0; 2032-33: 0; 2033-34: 0; 2034-35: 0; 2035-36: 0; 2036-37: 0; 2037-38: 0; 2038-39: 0; 2039-40: 0; 2040-41: 0; 2041-42: 0; 2042-43: 0; 2043-44: 0; 2044-45: 0; 2045-46: 0; 2046-47: 0; 2047-48: 0; 2048-49: 0; 2049-50: 0
2.1FP | Raw water imports | RSRWI | Ml/d | 2 | 2021-22: 0; 2022-23: 0; 2023-24: 0; 2024-25: 0; 2025-26: 0; 2026-27: 0; 2027-28: 0; 2028-29: 0; 2029-30: 0; 2030-31: 0; 2031-32: 0; 2032-33: 0; 2033-34: 0; 2034-35: 0; 2035-36: 0; 2036-37: 0; 2037-38: 0; 2038-39: 0; 2039-40: 0; 2040-41: 0; 2041-42: 0; 2042-43: 0; 2043-44: 0; 2044-45: 0; 2045-46: 0; 2046-47: 0; 2047-48: 0; 2048-49: 0; 2049-50: 0
3.1FP | Potable water imports input reductions as -ve | RSPWI | Ml/d | 2 | 2021-22: 0; 2022-23: 0; 2023-24: 0; 2024-25: 0; 2025-26: 0; 2026-27: 0; 2027-28: 0; 2028-29: 0; 2029-30: 0; 2030-31: 0; 2031-32: 0; 2032-33: 0.20856; 2033-34: 0.14796; 2034-35: 0.065392; 2035-36: 0.0055852; 2036-37: 0; 2037-38: 0; 2038-39: 0; 2039-40: 0; 2040-41: 0; 2041-42: 0; 2042-43: 0; 2043-44: 0; 2044-45: 0; 2045-46: 0; 2046-47: 0; 2047-48: 0; 2048-49: 0; 2049-50: 0
4.1FP | Raw water exports input reductions as +ve and increases as -ve | RSRWE | Ml/d | 2 | 2021-22: 0; 2022-23: 0; 2023-24: 0; 2024-25: 0; 2025-26: 0; 2026-27: 0; 2027-28: 0; 2028-29: 0; 2029-30: 0; 2030-31: 0; 2031-32: 0; 2032-33: 0; 2033-34: 0; 2034-35: 0; 2035-36: 0; 2036-37: 0; 2037-38: 0; 2038-39: 0; 2039-40: 0; 2040-41: 0; 2041-42: 0; 2042-43: 0; 2043-44: 0; 2044-45: 0; 2045-46: 0; 2046-47: 0; 2047-48: 0; 2048-49: 0; 2049-50: 0
5.1FP | Potable water exports input reductions as +ve and increases as -ve | RSPWE | Ml/d | 2 | 2021-22: 0; 2022-23: 0; 2023-24: 0; 2024-25: 0; 2025-26: 0; 2026-27: 0; 2027-28: 0; 2028-29: 0; 2029-30: 0; 2030-31: 0; 2031-32: 0; 2032-33: 0; 2033-34: 0; 2034-35: 0; 2035-36: 0; 2036-37: 0; 2037-38: 0; 2038-39: 0; 2039-40: 0; 2040-41: 0; 2041-42: 0; 2042-43: 0; 2043-44: 0; 2044-45: 0; 2045-46: 0; 2046-47: 0; 2047-48: 0; 2048-49: 0; 2049-50: 0
6.2FP | DO benefit from increase raw water abstractions | RSRWA | Ml/d | 2 | 2021-22: 0; 2022-23: 0; 2023-24: 0; 2024-25: 0; 2025-26: 0; 2026-27: 0; 2027-28: 0; 2028-29: 0; 2029-30: 0; 2030-31: 0; 2031-32: 0; 2032-33: 0; 2033-34: 0; 2034-35: 0; 2035-36: 0; 2036-37: 0; 2037-38: 0; 2038-39: 0; 2039-40: 0; 2040-41: 0; 2041-42: 0; 2042-43: 0; 2043-44: 0; 2044-45: 0; 2045-46: 0; 2046-47: 0; 2047-48: 0; 2048-49: 0; 2049-50: 0
6.3FP | Other options to increase deployable output | RSIPO | Ml/d | 2 | 2021-22: 0; 2022-23: 0; 2023-24: 0; 2024-25: 0; 2025-26: 0; 2026-27: 0; 2027-28: 0; 2028-29: 0; 2029-30: 0; 2030-31: 0; 2031-32: 0; 2032-33: 0; 2033-34: 0; 2034-35: 0; 2035-36: 0; 2036-37: 0; 2037-38: 0; 2038-39: 0; 2039-40: 0; 2040-41: 0; 2041-42: 0; 2042-43: 0; 2043-44: 0; 2044-45: 0; 2045-46: 0; 2046-47: 0; 2047-48: 0; 2048-49: 0; 2049-50: 0
7.01FP | DO benefit from supply side drought measures | RSDPS | Ml/d | 2 | 2021-22: 0; 2022-23: 0; 2023-24: 0; 2024-25: 0; 2025-26: 0; 2026-27: 0; 2027-28: 0; 2028-29: 0; 2029-30: 0; 2030-31: 0; 2031-32: 0; 2032-33: 0; 2033-34: 0; 2034-35: 0; 2035-36: 0; 2036-37: 0; 2037-38: 0; 2038-39: 0; 2039-40: 0; 2040-41: 0; 2041-42: 0; 2042-43: 0; 2043-44: 0; 2044-45: 0; 2045-46: 0; 2046-47: 0; 2047-48: 0; 2048-49: 0; 2049-50: 0
7.02FP | DO benefit from demand side drought measures | RSDPD | Ml/d | 2 | 2021-22: 0.44369; 2022-23: 0.44952; 2023-24: 0.44021; 2024-25: 0.42087; 2025-26: 0.39265; 2026-27: 0.37511; 2027-28: 0.38514; 2028-29: 0.38555; 2029-30: 0.38446; 2030-31: 0.38318; 2031-32: 0.38146; 2032-33: 0.37942; 2033-34: 0.37629; 2034-35: 0.37326; 2035-36: 0.37051; 2036-37: 0.3678; 2037-38: 0.36515; 2038-39: 0.36256; 2039-40: 0.35972; 2040-41: 0.35652; 2041-42: 0.35366; 2042-43: 0.35098; 2043-44: 0.34971; 2044-45: 0.35085; 2045-46: 0.35193; 2046-47: 0.3531; 2047-48: 0.35433; 2048-49: 0.35566; 2049-50: 0.35698
8.1FP | Reduce raw water losses and operational use input as -ve | RSLOU | Ml/d | 2 | 2021-22: 0; 2022-23: 0; 2023-24: 0; 2024-25: 0; 2025-26: 0; 2026-27: 0; 2027-28: 0; 2028-29: 0; 2029-30: 0; 2030-31: 0; 2031-32: 0; 2032-33: 0; 2033-34: 0; 2034-35: 0; 2035-36: 0; 2036-37: 0; 2037-38: 0; 2038-39: 0; 2039-40: 0; 2040-41: 0; 2041-42: 0; 2042-43: 0; 2043-44: 0; 2044-45: 0; 2045-46: 0; 2046-47: 0; 2047-48: 0; 2048-49: 0; 2049-50: 0
8.2FP | Reduce treatment works losses input as -ve | PSTWL | Ml/d | 2 | 2021-22: 0; 2022-23: 0; 2023-24: 0; 2024-25: 0; 2025-26: 0; 2026-27: 0; 2027-28: 0; 2028-29: 0; 2029-30: 0; 2030-31: 0; 2031-32: 0; 2032-33: 0; 2033-34: 0; 2034-35: 0; 2035-36: 0; 2036-37: 0; 2037-38: 0; 2038-39: 0; 2039-40: 0; 2040-41: 0; 2041-42: 0; 2042-43: 0; 2043-44: 0; 2044-45: 0; 2045-46: 0; 2046-47: 0; 2047-48: 0; 2048-49: 0; 2049-50: 0
9.1FP | Reduce outages input as -ve | PSROU | Ml/d | 2 | 2021-22: 0; 2022-23: 0; 2023-24: 0; 2024-25: 0; 2025-26: 0; 2026-27: 0; 2027-28: 0; 2028-29: 0; 2029-30: 0; 2030-31: 0; 2031-32: 0; 2032-33: 0; 2033-34: 0; 2034-35: 0; 2035-36: 0; 2036-37: 0; 2037-38: 0; 2038-39: 0; 2039-40: 0; 2040-41: 0; 2041-42: 0; 2042-43: 0; 2043-44: 0; 2044-45: 0; 2045-46: 0; 2046-47: 0; 2047-48: 0; 2048-49: 0; 2049-50: 0
12.2FP | Change volume delivered to measured non households input reductions as -ve, line to include both measured non-household consumption and USPL options | CVMNH | Ml/d | 2 | 2021-22: 0; 2022-23: -4.2757; 2023-24: -4.0999; 2024-25: -4.0759; 2025-26: -3.9055; 2026-27: -3.8776; 2027-28: -3.8961; 2028-29: -3.9147; 2029-30: -3.9327; 2030-31: -3.9593; 2031-32: -3.9858; 2032-33: -0.087902; 2033-34: -0.10435; 2034-35: -0.1208; 2035-36: -0.13609; 2036-37: -0.15138; 2037-38: -0.16667; 2038-39: -0.16675; 2039-40: -0.16683; 2040-41: -0.16691; 2041-42: -0.16699; 2042-43: -0.16707; 2043-44: -0.16715; 2044-45: -0.16723; 2045-46: -0.16731; 2046-47: -0.1674; 2047-48: -0.16748; 2048-49: -0.16756; 2049-50: -0.16765
13.1FP | Change volume delivered to unmeasured non households input reductions as -ve, line to include both unmeasured non-household consumption and USPL options | CVUNH | Ml/d | 2 | 2021-22: 0; 2022-23: 0; 2023-24: 0; 2024-25: 0; 2025-26: -1.1189e-06; 2026-27: -2.1953e-06; 2027-28: -3.2292e-06; 2028-29: -4.2206e-06; 2029-30: -5.1694e-06; 2030-31: -6.0758e-06; 2031-32: -6.9396e-06; 2032-33: -7.7608e-06; 2033-34: -8.5396e-06; 2034-35: -9.4884e-06; 2035-36: -1.0437e-05; 2036-37: -1.1386e-05; 2037-38: -1.2335e-05; 2038-39: -1.3284e-05; 2039-40: -1.4233e-05; 2040-41: -1.5182e-05; 2041-42: -1.613e-05; 2042-43: -1.7079e-05; 2043-44: -1.8028e-05; 2044-45: -1.8977e-05; 2045-46: -1.9926e-05; 2046-47: -2.0875e-05; 2047-48: -2.1823e-05; 2048-49: -2.2772e-05; 2049-50: -2.3721e-05
14.1FP | Change volume delivered to measured households input reductions as -ve, line to include both measured household consumption and USPL options | CVMHH | Ml/d | 2 | 2021-22: 0; 2022-23: 0; 2023-24: 0; 2024-25: 0; 2025-26: 0.44352; 2026-27: 0.90774; 2027-28: 0.93428; 2028-29: 0.87313; 2029-30: 0.80988; 2030-31: 0.75915; 2031-32: 0.71871; 2032-33: 0.6769; 2033-34: 0.6249; 2034-35: 0.57284; 2035-36: 0.52328; 2036-37: 0.4736; 2037-38: 0.42362; 2038-39: 0.37393; 2039-40: 0.32467; 2040-41: 0.27748; 2041-42: 0.2299; 2042-43: 0.18296; 2043-44: 0.14967; 2044-45: 0.13975; 2045-46: 0.12993; 2046-47: 0.12046; 2047-48: 0.11077; 2048-49: 0.10101; 2049-50: 0.090786
15.1FP | Change volume delivered to unmeasured households input reductions as -ve, line to include both unmeasured household consumption and USPL options | CVUHH | Ml/d | 2 | 2021-22: 0; 2022-23: 0; 2023-24: 0; 2024-25: 0; 2025-26: -0.66795; 2026-27: -1.3657; 2027-28: -1.3255; 2028-29: -1.2852; 2029-30: -1.2447; 2030-31: -1.2202; 2031-32: -1.2122; 2032-33: -1.2042; 2033-34: -1.1965; 2034-35: -1.1888; 2035-36: -1.182; 2036-37: -1.1752; 2037-38: -1.1684; 2038-39: -1.1618; 2039-40: -1.1553; 2040-41: -1.149; 2041-42: -1.1433; 2042-43: -1.1381; 2043-44: -1.133; 2044-45: -1.1274; 2045-46: -1.1218; 2046-47: -1.1165; 2047-48: -1.1112; 2048-49: -1.106; 2049-50: -1.1005
21.1FP | Options to reduce water taken unbilled input as -ve | CSWTU | Ml/d | 2 | 2021-22: 0; 2022-23: 0; 2023-24: 0; 2024-25: 0; 2025-26: -0.00013399; 2026-27: -0.00026361; 2027-28: -0.00025489; 2028-29: -0.00024616; 2029-30: -0.00023744; 2030-31: -0.00023278; 2031-32: -0.00023219; 2032-33: -0.00023159; 2033-34: -0.000231; 2034-35: -0.00023041; 2035-36: -0.00022982; 2036-37: -0.00022923; 2037-38: -0.00022864; 2038-39: -0.00022805; 2039-40: -0.00022745; 2040-41: -0.00022692; 2041-42: -0.00022645; 2042-43: -0.00022598; 2043-44: -0.00022551; 2044-45: -0.00022504; 2045-46: -0.00022457; 2046-47: -0.0002241; 2047-48: -0.00022364; 2048-49: -0.00022317; 2049-50: -0.0002227
22.1FP | Reduce distribution system operational use (DSOU) input as -ve | DSDOU | Ml/d | 2 | 2021-22: 0; 2022-23: 0; 2023-24: 0; 2024-25: 0; 2025-26: 0; 2026-27: 0; 2027-28: 0; 2028-29: 0; 2029-30: 0; 2030-31: 0; 2031-32: 0; 2032-33: 0; 2033-34: 0; 2034-35: 0; 2035-36: 0; 2036-37: 0; 2037-38: 0; 2038-39: 0; 2039-40: 0; 2040-41: 0; 2041-42: 0; 2042-43: 0; 2043-44: 0; 2044-45: 0; 2045-46: 0; 2046-47: 0; 2047-48: 0; 2048-49: 0; 2049-50: 0
23.1FP | Options impacting on measured Non Household - USPL input reductions as -ve | CUMNH | Ml/d | 2 | 2021-22: 0; 2022-23: 0; 2023-24: 0; 2024-25: 0; 2025-26: -6.3684e-05; 2026-27: -0.00012795; 2027-28: -0.0001928; 2028-29: -0.00025823; 2029-30: -0.00032424; 2030-31: -0.00039084; 2031-32: -0.00045801; 2032-33: -0.00052577; 2033-34: -0.00059411; 2034-35: -0.00066303; 2035-36: -0.00073253; 2036-37: -0.00080262; 2037-38: -0.00087329; 2038-39: -0.00094454; 2039-40: -0.0010164; 2040-41: -0.0010888; 2041-42: -0.0011618; 2042-43: -0.0012354; 2043-44: -0.0013095; 2044-45: -0.0013843; 2045-46: -0.0014596; 2046-47: -0.0015355; 2047-48: -0.001612; 2048-49: -0.001689; 2049-50: -0.0017667
24.1FP | Options impacting on unmeasured Non Household - USPL input reductions as -ve | CUUNH | Ml/d | 2 | 2021-22: 0; 2022-23: 0; 2023-24: 0; 2024-25: 0; 2025-26: -1.1189e-06; 2026-27: -2.1953e-06; 2027-28: -3.2292e-06; 2028-29: -4.2206e-06; 2029-30: -5.1694e-06; 2030-31: -6.0758e-06; 2031-32: -6.9396e-06; 2032-33: -7.7608e-06; 2033-34: -8.5396e-06; 2034-35: -9.4884e-06; 2035-36: -1.0437e-05; 2036-37: -1.1386e-05; 2037-38: -1.2335e-05; 2038-39: -1.3284e-05; 2039-40: -1.4233e-05; 2040-41: -1.5182e-05; 2041-42: -1.613e-05; 2042-43: -1.7079e-05; 2043-44: -1.8028e-05; 2044-45: -1.8977e-05; 2045-46: -1.9926e-05; 2046-47: -2.0875e-05; 2047-48: -2.1823e-05; 2048-49: -2.2772e-05; 2049-50: -2.3721e-05
25.1FP | Options impacting on measured Household - USPL input reductions as -ve | CUMHH | Ml/d | 2 | 2021-22: 0; 2022-23: 0; 2023-24: 0; 2024-25: 0; 2025-26: 0.0050877; 2026-27: 0.0097374; 2027-28: 0.0084615; 2028-29: 0.0071656; 2029-30: 0.0058562; 2030-31: 0.0047776; 2031-32: 0.0039349; 2032-33: 0.0030831; 2033-34: 0.0022203; 2034-35: 0.0013463; 2035-36: 0.00046155; 2036-37: -0.0004323; 2037-38: -0.0013347; 2038-39: -0.0022472; 2039-40: -0.0031687; 2040-41: -0.0040973; 2041-42: -0.0050329; 2042-43: -0.0059768; 2043-44: -0.0069283; 2044-45: -0.0078873; 2045-46: -0.0088544; 2046-47: -0.0098293; 2047-48: -0.010813; 2048-49: -0.011805; 2049-50: -0.012807
26.1FP | Options impacting on unmeasured Household - USPL input reductions as -ve | CUUHH | Ml/d | 2 | 2021-22: 0; 2022-23: 0; 2023-24: 0; 2024-25: 0; 2025-26: -0.014361; 2026-27: -0.027912; 2027-28: -0.027002; 2028-29: -0.026092; 2029-30: -0.02518; 2030-31: -0.024698; 2031-32: -0.024648; 2032-33: -0.024597; 2033-34: -0.024545; 2034-35: -0.024494; 2035-36: -0.024442; 2036-37: -0.02439; 2037-38: -0.024337; 2038-39: -0.024285; 2039-40: -0.024232; 2040-41: -0.024184; 2041-42: -0.024141; 2042-43: -0.024098; 2043-44: -0.024054; 2044-45: -0.024009; 2045-46: -0.023964; 2046-47: -0.023919; 2047-48: -0.023873; 2048-49: -0.023827; 2049-50: -0.023779
27.1FP | Options impacting on Void properties - USPL input reductions as -ve | CUVPP | Ml/d | 2 | 2021-22: 0; 2022-23: 0; 2023-24: 0; 2024-25: 0; 2025-26: 0.00013399; 2026-27: 0.00026361; 2027-28: 0.00025489; 2028-29: 0.00024616; 2029-30: 0.00023744; 2030-31: 0.00023278; 2031-32: 0.00023219; 2032-33: 0.00023159; 2033-34: 0.000231; 2034-35: 0.00023041; 2035-36: 0.00022982; 2036-37: 0.00022923; 2037-38: 0.00022864; 2038-39: 0.00022805; 2039-40: 0.00022745; 2040-41: 0.00022692; 2041-42: 0.00022645; 2042-43: 0.00022598; 2043-44: 0.00022551; 2044-45: 0.00022504; 2045-46: 0.00022457; 2046-47: 0.0002241; 2047-48: 0.00022364; 2048-49: 0.00022317; 2049-50: 0.0002227
28.1FP | Reduce distribution losses input as -ve | DSRDL | Ml/d | 2 | 2021-22: 0; 2022-23: 0; 2023-24: 0; 2024-25: 0; 2025-26: 0.0016146; 2026-27: 0.0028628; 2027-28: -0.0042862; 2028-29: -0.011415; 2029-30: -0.018531; 2030-31: -0.025451; 2031-32: -0.03218; 2032-33: -0.0389; 2033-34: -0.045608; 2034-35: -0.052305; 2035-36: -0.05899; 2036-37: -0.065666; 2037-38: -0.072333; 2038-39: -0.07899; 2039-40: -0.085637; 2040-41: -0.092272; 2041-42: -0.098894; 2042-43: -0.10551; 2043-44: -0.11211; 2044-45: -0.11871; 2045-46: -0.1253; 2046-47: -0.13189; 2047-48: -0.13846; 2048-49: -0.14503; 2049-50: -0.15158
Table 3f: DYCP - Final plan | Back to top of sheet
WRMP24 reference | Component | Derivation | Unit | Decimal places | 2019-20 | 2020-21 | 2021-22 | 2022-23 | 2023-24 | 2024-25 | 2025-26 | 2026-27 | 2027-28 | 2028-29 | 2029-30 | 2030-31 | 2031-32 | 2032-33 | 2033-34 | 2034-35 | 2035-36 | 2036-37 | 2037-38 | 2038-39 | 2039-40 | 2040-41 | 2041-42 | 2042-43 | 2043-44 | 2044-45 | 2045-46 | 2046-47 | 2047-48 | 2048-49 | 2049-50 | 2050-51 | 2051-52 | 2052-53 | 2053-54 | 2054-55 | 2055-56 | 2056-57 | 2057-58 | 2058-59 | 2059-60 | 2060-61 | 2061-62 | 2062-63 | 2063-64 | 2064-65 | 2065-66 | 2066-67 | 2067-68 | 2068-69 | 2069-70 | 2070-71 | 2071-72 | 2072-73 | 2073-74 | 2074-75 | 2075-76 | 2076-77 | 2077-78 | 2078-79 | 2079-80 | 2080-81 | 2081-82 | 2082-83 | 2083-84 | 2084-85 | 2085-86 | 2086-87 | 2087-88 | 2088-89 | 2089-90 | 2090-91 | 2091-92 | 2092-93 | 2093-94 | 2094-95 | 2095-96 | 2096-97 | 2097-98 | 2098-99 | 2099-100
1FP | Raw water abstracted | Input | Ml/d | 2 | 2021-22: 10.717; 2022-23: 10.6843; 2023-24: 10.606; 2024-25: 10.5401; 2025-26: 10.5864; 2026-27: 10.5951; 2027-28: 10.5931; 2028-29: 10.534; 2029-30: 10.474; 2030-31: 10.422; 2031-32: 10.373; 2032-33: 14.0161; 2033-34: 13.9584; 2034-35: 13.9027; 2035-36: 13.8618; 2036-37: 13.827; 2037-38: 13.8212; 2038-39: 13.8171; 2039-40: 13.8115; 2040-41: 13.8018; 2041-42: 13.795; 2042-43: 13.7894; 2043-44: 13.7976; 2044-45: 13.8057; 2045-46: 13.8141; 2046-47: 13.8225; 2047-48: 13.8316; 2048-49: 13.8428; 2049-50: 13.8551
1.1FP | Non-potable water supplies | 1.1BL + 1.11FP | Ml/d | 2 | 2019-20: 0; 2020-21: 0; 2021-22: 0; 2022-23: 0; 2023-24: 0; 2024-25: 0; 2025-26: 0; 2026-27: 0; 2027-28: 0; 2028-29: 0; 2029-30: 0; 2030-31: 0; 2031-32: 0; 2032-33: 0; 2033-34: 0; 2034-35: 0; 2035-36: 0; 2036-37: 0; 2037-38: 0; 2038-39: 0; 2039-40: 0; 2040-41: 0; 2041-42: 0; 2042-43: 0; 2043-44: 0; 2044-45: 0; 2045-46: 0; 2046-47: 0; 2047-48: 0; 2048-49: 0; 2049-50: 0
2FP | Raw water imported | 2BL + 2.1FP | Ml/d | 2 | 2019-20: 0; 2020-21: 0; 2021-22: 2; 2022-23: 2; 2023-24: 2; 2024-25: 2; 2025-26: 2; 2026-27: 2; 2027-28: 2; 2028-29: 2; 2029-30: 2; 2030-31: 2; 2031-32: 2; 2032-33: 2; 2033-34: 2; 2034-35: 2; 2035-36: 2; 2036-37: 2; 2037-38: 2; 2038-39: 2; 2039-40: 2; 2040-41: 2; 2041-42: 2; 2042-43: 2; 2043-44: 2; 2044-45: 2; 2045-46: 2; 2046-47: 2; 2047-48: 2; 2048-49: 2; 2049-50: 2
3FP | Potable water imported | 3BL + 3.1FP | Ml/d | 2 | 2019-20: 0; 2020-21: 0; 2021-22: 0; 2022-23: 0; 2023-24: 0; 2024-25: 0; 2025-26: 0; 2026-27: 0; 2027-28: 0; 2028-29: 0; 2029-30: 0; 2030-31: 0; 2031-32: 0; 2032-33: 0.20856; 2033-34: 0.14796; 2034-35: 0.065392; 2035-36: 0.0055852; 2036-37: 0; 2037-38: 0; 2038-39: 0; 2039-40: 0; 2040-41: 0; 2041-42: 0; 2042-43: 0; 2043-44: 0; 2044-45: 0; 2045-46: 0; 2046-47: 0; 2047-48: 0; 2048-49: 0; 2049-50: 0
4FP | Raw water exported enter as -ve | 4BL + 4.1FP | Ml/d | 2 | 2019-20: 0; 2020-21: 0; 2021-22: 0; 2022-23: 0; 2023-24: 0; 2024-25: 0; 2025-26: 0; 2026-27: 0; 2027-28: 0; 2028-29: 0; 2029-30: 0; 2030-31: 0; 2031-32: 0; 2032-33: 0; 2033-34: 0; 2034-35: 0; 2035-36: 0; 2036-37: 0; 2037-38: 0; 2038-39: 0; 2039-40: 0; 2040-41: 0; 2041-42: 0; 2042-43: 0; 2043-44: 0; 2044-45: 0; 2045-46: 0; 2046-47: 0; 2047-48: 0; 2048-49: 0; 2049-50: 0
5FP | Potable water exported enter as -ve | 5BL + 5.1FP | Ml/d | 2 | 2019-20: 0; 2020-21: 0; 2021-22: -0.02; 2022-23: -0.02; 2023-24: -0.02; 2024-25: -0.02; 2025-26: -0.02; 2026-27: -0.02; 2027-28: -0.02; 2028-29: -0.02; 2029-30: -0.02; 2030-31: -0.02; 2031-32: -0.02; 2032-33: -0.02; 2033-34: -0.02; 2034-35: -0.02; 2035-36: -0.02; 2036-37: -0.02; 2037-38: -0.02; 2038-39: -0.02; 2039-40: -0.02; 2040-41: -0.02; 2041-42: -0.02; 2042-43: -0.02; 2043-44: -0.02; 2044-45: -0.02; 2045-46: -0.02; 2046-47: -0.02; 2047-48: -0.02; 2048-49: -0.02; 2049-50: -0.02
6.1FP | Deployable Output post forecast changes | 6.1BL + 6.2FP + 6.3FP +7.01FP +7.02FP | Ml/d | 2 | 2019-20: 0; 2020-21: 0; 2021-22: 13.8937; 2022-23: 13.8995; 2023-24: 13.8902; 2024-25: 13.8709; 2025-26: 13.8426; 2026-27: 13.8251; 2027-28: 13.8351; 2028-29: 13.8355; 2029-30: 13.8345; 2030-31: 13.8332; 2031-32: 13.8315; 2032-33: 13.8294; 2033-34: 13.8263; 2034-35: 13.8233; 2035-36: 13.8205; 2036-37: 13.8178; 2037-38: 13.8151; 2038-39: 13.8126; 2039-40: 13.8097; 2040-41: 13.8065; 2041-42: 13.8037; 2042-43: 13.801; 2043-44: 13.7997; 2044-45: 13.8008; 2045-46: 13.8019; 2046-47: 13.8031; 2047-48: 13.8043; 2048-49: 13.8057; 2049-50: 13.807
8FP | Raw water losses, treatment works losses and operational use | 8BL + 8.1FP + 8.2FP | Ml/d | 2 | 2019-20: 0; 2020-21: 0; 2021-22: 0.58029; 2022-23: 0.58029; 2023-24: 0.58029; 2024-25: 0.58029; 2025-26: 0.58029; 2026-27: 0.58029; 2027-28: 0.58029; 2028-29: 0.58029; 2029-30: 0.58029; 2030-31: 0.58029; 2031-32: 0.58029; 2032-33: 0.58029; 2033-34: 0.58029; 2034-35: 0.58029; 2035-36: 0.58029; 2036-37: 0.58029; 2037-38: 0.58029; 2038-39: 0.58029; 2039-40: 0.58029; 2040-41: 0.58029; 2041-42: 0.58029; 2042-43: 0.58029; 2043-44: 0.58029; 2044-45: 0.58029; 2045-46: 0.58029; 2046-47: 0.58029; 2047-48: 0.58029; 2048-49: 0.58029; 2049-50: 0.58029
9FP | Total Outage Allowance | 9BL + 9.1FP | Ml/d | 2 | 2019-20: 0; 2020-21: 0; 2021-22: 0.04; 2022-23: 0.04; 2023-24: 0.04; 2024-25: 0.04; 2025-26: 0.04; 2026-27: 0.04; 2027-28: 0.04; 2028-29: 0.04; 2029-30: 0.04; 2030-31: 0.04; 2031-32: 0.04; 2032-33: 0.04; 2033-34: 0.04; 2034-35: 0.04; 2035-36: 0.04; 2036-37: 0.04; 2037-38: 0.04; 2038-39: 0.04; 2039-40: 0.04; 2040-41: 0.04; 2041-42: 0.04; 2042-43: 0.04; 2043-44: 0.04; 2044-45: 0.04; 2045-46: 0.04; 2046-47: 0.04; 2047-48: 0.04; 2048-49: 0.04; 2049-50: 0.04
10FP | Water Available For Use (own sources) | (6.1FP) - (8FP + 9FP) | Ml/d | 2 | 2019-20: 0; 2020-21: 0; 2021-22: 13.2734; 2022-23: 13.2792; 2023-24: 13.2699; 2024-25: 13.2506; 2025-26: 13.2224; 2026-27: 13.2048; 2027-28: 13.2148; 2028-29: 13.2153; 2029-30: 13.2142; 2030-31: 13.2129; 2031-32: 13.2112; 2032-33: 13.2091; 2033-34: 13.206; 2034-35: 13.203; 2035-36: 13.2002; 2036-37: 13.1975; 2037-38: 13.1949; 2038-39: 13.1923; 2039-40: 13.1894; 2040-41: 13.1862; 2041-42: 13.1834; 2042-43: 13.1807; 2043-44: 13.1794; 2044-45: 13.1806; 2045-46: 13.1816; 2046-47: 13.1828; 2047-48: 13.184; 2048-49: 13.1854; 2049-50: 13.1867
11FP | Total Water Available For Use | 10FP + sum (2FP:5FP) | Ml/d | 2 | 2019-20: 0; 2020-21: 0; 2021-22: 15.2534; 2022-23: 15.2592; 2023-24: 15.2499; 2024-25: 15.2306; 2025-26: 15.2024; 2026-27: 15.1848; 2027-28: 15.1948; 2028-29: 15.1953; 2029-30: 15.1942; 2030-31: 15.1929; 2031-32: 15.1912; 2032-33: 15.3977; 2033-34: 15.334; 2034-35: 15.2484; 2035-36: 15.1858; 2036-37: 15.1775; 2037-38: 15.1749; 2038-39: 15.1723; 2039-40: 15.1694; 2040-41: 15.1662; 2041-42: 15.1634; 2042-43: 15.1607; 2043-44: 15.1594; 2044-45: 15.1606; 2045-46: 15.1616; 2046-47: 15.1628; 2047-48: 15.164; 2048-49: 15.1654; 2049-50: 15.1667
12FP | Water delivered measured non-household | 12BL + 12.2FP | Ml/d | 2 | 2019-20: 0; 2020-21: 0; 2021-22: 4.5345; 2022-23: 5.1828; 2023-24: 5.3734; 2024-25: 5.5728; 2025-26: 5.7552; 2026-27: 5.7939; 2027-28: 5.7862; 2028-29: 5.7785; 2029-30: 5.7708; 2030-31: 5.7544; 2031-32: 5.738; 2032-33: 9.6459; 2033-34: 9.6394; 2034-35: 9.6327; 2035-36: 9.6269; 2036-37: 9.6211; 2037-38: 9.615; 2038-39: 9.624; 2039-40: 9.6329; 2040-41: 9.6417; 2041-42: 9.6504; 2042-43: 9.6589; 2043-44: 9.6673; 2044-45: 9.6755; 2045-46: 9.6837; 2046-47: 9.6917; 2047-48: 9.6996; 2048-49: 9.7075; 2049-50: 9.7152
12.1FP | Non-potable water consumption | Input | Ml/d | 2 | 2021-22: 0; 2022-23: 0; 2023-24: 0; 2024-25: 0; 2025-26: 0; 2026-27: 0; 2027-28: 0; 2028-29: 0; 2029-30: 0; 2030-31: 0; 2031-32: 0; 2032-33: 0; 2033-34: 0; 2034-35: 0; 2035-36: 0; 2036-37: 0; 2037-38: 0; 2038-39: 0; 2039-40: 0; 2040-41: 0; 2041-42: 0; 2042-43: 0; 2043-44: 0; 2044-45: 0; 2045-46: 0; 2046-47: 0; 2047-48: 0; 2048-49: 0; 2049-50: 0
13FP | Water delivered unmeasured non-household | 13BL + 13.1FP | Ml/d | 2 | 2019-20: 0; 2020-21: 0; 2021-22: 0.0076214; 2022-23: 0.0074667; 2023-24: 0.0074191; 2024-25: 0.0045932; 2025-26: 0.0025348; 2026-27: 0.0024855; 2027-28: 0.0024363; 2028-29: 0.0023871; 2029-30: 0.002338; 2030-31: 0.0022889; 2031-32: 0.0022398; 2032-33: 0.0021908; 2033-34: 0.0021419; 2034-35: 0.0021409; 2035-36: 0.00214; 2036-37: 0.002139; 2037-38: 0.0021381; 2038-39: 0.0021371; 2039-40: 0.0021362; 2040-41: 0.0021352; 2041-42: 0.0021343; 2042-43: 0.0021333; 2043-44: 0.0021324; 2044-45: 0.0021314; 2045-46: 0.0021305; 2046-47: 0.0021295; 2047-48: 0.0021286; 2048-49: 0.0021276; 2049-50: 0.0021267
14FP | Water delivered measured household | 14BL + 14.1FP | Ml/d | 2 | 2019-20: 0; 2020-21: 0; 2021-22: 2.501; 2022-23: 2.5046; 2023-24: 2.4638; 2024-25: 2.445; 2025-26: 3.0529; 2026-27: 3.6679; 2027-28: 3.772; 2028-29: 3.7802; 2029-30: 3.7732; 2030-31: 3.7637; 2031-32: 3.7491; 2032-33: 3.7313; 2033-34: 3.7029; 2034-35: 3.6753; 2035-36: 3.6504; 2036-37: 3.6257; 2037-38: 3.6016; 2038-39: 3.5779; 2039-40: 3.5518; 2040-41: 3.5224; 2041-42: 3.4967; 2042-43: 3.4727; 2043-44: 3.4622; 2044-45: 3.4751; 2045-46: 3.4874; 2046-47: 3.5004; 2047-48: 3.514; 2048-49: 3.5285; 2049-50: 3.543
15FP | Water delivered unmeasured household | 15BL + 15.1FP | Ml/d | 2 | 2019-20: 0; 2020-21: 0; 2021-22: 2.0704; 2022-23: 2.1235; 2023-24: 2.0662; 2024-25: 1.8822; 2025-26: 0.95402; 2026-27: 0.13017; 2027-28: 0.12593; 2028-29: 0.12198; 2029-30: 0.11809; 2030-31: 0.11476; 2031-32: 0.11196; 2032-33: 0.10922; 2033-34: 0.10623; 2034-35: 0.10332; 2035-36: 0.10058; 2036-37: 0.097908; 2037-38: 0.095284; 2038-39: 0.09274; 2039-40: 0.090244; 2040-41: 0.087354; 2041-42: 0.084089; 2042-43: 0.080957; 2043-44: 0.078256; 2044-45: 0.076169; 2045-46: 0.074108; 2046-47: 0.0721; 2047-48: 0.070116; 2048-49: 0.068164; 2049-50: 0.066218
16FP | Percentage of consumption driven by climate change | 16BL | % | 1 | 2019-20: 0%; 2020-21: 0%; 2021-22: 0%; 2022-23: 0.2322%; 2023-24: 0.248%; 2024-25: 0.2678%; 2025-26: 0.2834%; 2026-27: 0.3031%; 2027-28: 0.3267%; 2028-29: 0.3469%; 2029-30: 0.3664%; 2030-31: 0.3864%; 2031-32: 0.4095%; 2032-33: 0.4294%; 2033-34: 0.4493%; 2034-35: 0.4726%; 2035-36: 0.4925%; 2036-37: 0.5126%; 2037-38: 0.5362%; 2038-39: 0.5564%; 2039-40: 0.5763%; 2040-41: 0.5991%; 2041-42: 0.6184%; 2042-43: 0.6394%; 2043-44: 0.6605%; 2044-45: 0.6816%; 2045-46: 0.7027%; 2046-47: 0.7239%; 2047-48: 0.7452%; 2048-49: 0.7667%; 2049-50: 0.7882%
17FP | Volume of consumption driven by climate change | 16FP * (12FP + sum(13FP:15FP) - sum (23FP:26FP)) | Ml/d | 2 | 2019-20: 0; 2020-21: 0; 2021-22: 0; 2022-23: 0.022549; 2023-24: 0.024326; 2024-25: 0.026261; 2025-26: 0.027429; 2026-27: 0.028845; 2027-28: 0.031391; 2028-29: 0.033316; 2029-30: 0.03513; 2030-31: 0.03693; 2031-32: 0.038998; 2032-33: 0.05759; 2033-34: 0.060086; 2034-35: 0.063024; 2035-36: 0.065527; 2036-37: 0.068026; 2037-38: 0.070981; 2038-39: 0.073563; 2039-40: 0.076084; 2040-41: 0.078962; 2041-42: 0.081379; 2042-43: 0.084029; 2043-44: 0.086772; 2044-45: 0.089683; 2045-46: 0.092588; 2046-47: 0.095522; 2047-48: 0.098482; 2048-49: 0.10148; 2049-50: 0.10449
18FP | Measured Household - PCC | ((14FP - 25FP) * 1,000,000) / (39FP * 1000) | l/h/d | 1 | 2019-20: #DIV/0!; 2020-21: #DIV/0!; 2021-22: 145.2443; 2022-23: 140.921; 2023-24: 137.5664; 2024-25: 131.5891; 2025-26: 131.244; 2026-27: 131.3869; 2027-28: 132.9171; 2028-29: 131.3157; 2029-30: 129.6988; 2030-31: 128.279; 2031-32: 126.9829; 2032-33: 125.6732; 2033-34: 124.0206; 2034-35: 122.3963; 2035-36: 120.8559; 2036-37: 119.3629; 2037-38: 117.8836; 2038-39: 116.446; 2039-40: 115.0098; 2040-41: 113.5035; 2041-42: 112.1182; 2042-43: 110.795; 2043-44: 109.9222; 2044-45: 109.8124; 2045-46: 109.6999; 2046-47: 109.6227; 2047-48: 109.5314; 2048-49: 109.4402; 2049-50: 109.3262
19FP | Unmeasured Household - PCC | ((15FP - 26FP) * 1,000,000) / (40FP * 1000) | l/h/d | 1 | 2019-20: #DIV/0!; 2020-21: #DIV/0!; 2021-22: 204.2551; 2022-23: 212.5279; 2023-24: 209.7794; 2024-25: 206.5776; 2025-26: 202.7037; 2026-27: 200.8547; 2027-28: 198.5467; 2028-29: 196.24; 2029-30: 193.9132; 2030-31: 191.8641; 2031-32: 190.0858; 2032-33: 188.3133; 2033-34: 186.0023; 2034-35: 183.6921; 2035-36: 181.5912; 2036-37: 179.4913; 2037-38: 177.375; 2038-39: 175.2987; 2039-40: 173.2046; 2040-41: 171.123; 2041-42: 169.0456; 2042-43: 167.0585; 2043-44: 165.8167; 2044-45: 165.7811; 2045-46: 165.7304; 2046-47: 165.726; 2047-48: 165.7061; 2048-49: 165.6908; 2049-50: 165.617
20FP | Average Household - PCC | (((14FP - 25FP) + (15FP - 26FP)) * 1,000,000)/ ((39FP + 40FP) * 1,000) | l/h/d | 1 | 2019-20: #DIV/0!; 2020-21: #DIV/0!; 2021-22: 167.058; 2022-23: 166.6548; 2023-24: 163.1597; 2024-25: 156.2613; 2025-26: 143.2783; 2026-27: 132.9763; 2027-28: 134.3635; 2028-29: 132.6993; 2029-30: 131.0265; 2030-31: 129.5602; 2031-32: 128.2276; 2032-33: 126.8836; 2033-34: 125.1939; 2034-35: 123.533; 2035-36: 121.959; 2036-37: 120.4327; 2037-38: 118.9204; 2038-39: 117.4506; 2039-40: 115.9836; 2040-41: 114.4439; 2041-42: 113.0196; 2042-43: 111.659; 2043-44: 110.7544; 2044-45: 110.6201; 2045-46: 110.4836; 2046-47: 110.383; 2047-48: 110.2686; 2048-49: 110.1546; 2049-50: 110.0177
21FP | Water taken unbilled | 21BL + 21.1FP | Ml/d | 2 | 2019-20: 0; 2020-21: 0; 2021-22: 0.12523; 2022-23: 0.12455; 2023-24: 0.12453; 2024-25: 0.12452; 2025-26: 0.12439; 2026-27: 0.12408; 2027-28: 0.12397; 2028-29: 0.12387; 2029-30: 0.12378; 2030-31: 0.1237; 2031-32: 0.12364; 2032-33: 0.12358; 2033-34: 0.12352; 2034-35: 0.12346; 2035-36: 0.1234; 2036-37: 0.12335; 2037-38: 0.12329; 2038-39: 0.12324; 2039-40: 0.12318; 2040-41: 0.12313; 2041-42: 0.12308; 2042-43: 0.12303; 2043-44: 0.12298; 2044-45: 0.12293; 2045-46: 0.12288; 2046-47: 0.12283; 2047-48: 0.12278; 2048-49: 0.12273; 2049-50: 0.12269
22FP | Distribution system operational use | 22BL + 22.1FP | Ml/d | 2 | 2019-20: 0; 2020-21: 0; 2021-22: 0.074263; 2022-23: 0.074263; 2023-24: 0.074263; 2024-25: 0.074263; 2025-26: 0.074263; 2026-27: 0.074263; 2027-28: 0.074263; 2028-29: 0.074263; 2029-30: 0.074263; 2030-31: 0.074263; 2031-32: 0.074263; 2032-33: 0.074263; 2033-34: 0.074263; 2034-35: 0.074263; 2035-36: 0.074263; 2036-37: 0.074263; 2037-38: 0.074263; 2038-39: 0.074263; 2039-40: 0.074263; 2040-41: 0.074263; 2041-42: 0.074263; 2042-43: 0.074263; 2043-44: 0.074263; 2044-45: 0.074263; 2045-46: 0.074263; 2046-47: 0.074263; 2047-48: 0.074263; 2048-49: 0.074263; 2049-50: 0.074263
23FP | Measured Non Household - USPL | 23BL + 23.1FP | Ml/d | 2 | 2019-20: 0; 2020-21: 0; 2021-22: 0.0063158; 2022-23: 0.0065225; 2023-24: 0.0062973; 2024-25: 0.0061478; 2025-26: 0.0062103; 2026-27: 0.0061747; 2027-28: 0.0061385; 2028-29: 0.0061017; 2029-30: 0.0060644; 2030-31: 0.0060265; 2031-32: 0.0059879; 2032-33: 0.0059488; 2033-34: 0.0059092; 2034-35: 0.0058689; 2035-36: 0.0058281; 2036-37: 0.0057867; 2037-38: 0.0057446; 2038-39: 0.0057021; 2039-40: 0.0056589; 2040-41: 0.0056151; 2041-42: 0.0055708; 2042-43: 0.0055259; 2043-44: 0.0054804; 2044-45: 0.0054343; 2045-46: 0.0053877; 2046-47: 0.0053404; 2047-48: 0.0052926; 2048-49: 0.0052442; 2049-50: 0.0051952
24FP | Unmeasured Non Household - USPL | 24BL + 24.1FP | Ml/d | 2 | 2019-20: 0; 2020-21: 0; 2021-22: 0.00037141; 2022-23: 0.00035082; 2023-24: 0.00033557; 2024-25: 0.00019966; 2025-26: 0.00010911; 2026-27: 0.00010594; 2027-28: 0.00010281; 2028-29: 9.9729e-05; 2029-30: 9.6685e-05; 2030-31: 9.3685e-05; 2031-32: 9.0726e-05; 2032-33: 8.781e-05; 2033-34: 8.4937e-05; 2034-35: 8.3988e-05; 2035-36: 8.304e-05; 2036-37: 8.2091e-05; 2037-38: 8.1142e-05; 2038-39: 8.0193e-05; 2039-40: 7.9244e-05; 2040-41: 7.8295e-05; 2041-42: 7.7346e-05; 2042-43: 7.6398e-05; 2043-44: 7.5449e-05; 2044-45: 7.45e-05; 2045-46: 7.3551e-05; 2046-47: 7.2602e-05; 2047-48: 7.1653e-05; 2048-49: 7.0705e-05; 2049-50: 6.9756e-05
25FP | Measured Household - USPL | 25BL + 25.1FP | Ml/d | 2 | 2019-20: 0; 2020-21: 0; 2021-22: 0.051998; 2022-23: 0.051638; 2023-24: 0.050221; 2024-25: 0.051152; 2025-26: 0.061354; 2026-27: 0.069529; 2027-28: 0.07; 2028-29: 0.070327; 2029-30: 0.070457; 2030-31: 0.070453; 2031-32: 0.070298; 2032-33: 0.070082; 2033-34: 0.069842; 2034-35: 0.069584; 2035-36: 0.069304; 2036-37: 0.068996; 2037-38: 0.068658; 2038-39: 0.068306; 2039-40: 0.067934; 2040-41: 0.067548; 2041-42: 0.067148; 2042-43: 0.066729; 2043-44: 0.06629; 2044-45: 0.065832; 2045-46: 0.065359; 2046-47: 0.06487; 2047-48: 0.06437; 2048-49: 0.063861; 2049-50: 0.063341
26FP | Unmeasured Household - USPL | 26BL + 26.1BL | Ml/d | 2 | 2019-20: 0; 2020-21: 0; 2021-22: 0.050719; 2022-23: 0.048172; 2023-24: 0.045613; 2024-25: 0.039528; 2025-26: 0.018332; 2026-27: 0.0013611; 2027-28: 0.0013096; 2028-29: 0.0012588; 2029-30: 0.0012088; 2030-31: 0.0011716; 2031-32: 0.001147; 2032-33: 0.0011226; 2033-34: 0.0010985; 2034-35: 0.0010747; 2035-36: 0.0010511; 2036-37: 0.0010278; 2037-38: 0.0010047; 2038-39: 0.00098189; 2039-40: 0.00095935; 2040-41: 0.00093168; 2041-42: 0.00089906; 2042-43: 0.00086697; 2043-44: 0.00083541; 2044-45: 0.00080436; 2045-46: 0.00077384; 2046-47: 0.00074384; 2047-48: 0.00071437; 2048-49: 0.00068542; 2049-50: 0.00065699
27FP | Void Properties - USPL | 27BL + 27.1FP | Ml/d | 2 | 2019-20: 0; 2020-21: 0; 2021-22: 0.0062099; 2022-23: 0.0068867; 2023-24: 0.0069127; 2024-25: 0.0069144; 2025-26: 0.0070508; 2026-27: 0.0073576; 2027-28: 0.0074703; 2028-29: 0.0075723; 2029-30: 0.0076589; 2030-31: 0.0077354; 2031-32: 0.0078002; 2032-33: 0.0078605; 2033-34: 0.0079196; 2034-35: 0.0079784; 2035-36: 0.0080364; 2036-37: 0.0080926; 2037-38: 0.008147; 2038-39: 0.0082011; 2039-40: 0.0082546; 2040-41: 0.0083075; 2041-42: 0.00836; 2042-43: 0.0084114; 2043-44: 0.0084618; 2044-45: 0.0085112; 2045-46: 0.0085601; 2046-47: 0.0086083; 2047-48: 0.0086563; 2048-49: 0.0087042; 2049-50: 0.0087519
28FP | Distribution losses | 28BL + 28.1FP | Ml/d | 2 | 2019-20: 0; 2020-21: 0; 2021-22: 1.2054; 2022-23: 0.69755; 2023-24: 0.67002; 2024-25: 0.64374; 2025-26: 0.64704; 2026-27: 0.64797; 2027-28: 0.63989; 2028-29: 0.63196; 2029-30: 0.62425; 2030-31: 0.61666; 2031-32: 0.60923; 2032-33: 0.60186; 2033-34: 0.59452; 2034-35: 0.5872; 2035-36: 0.57989; 2036-37: 0.57262; 2037-38: 0.56538; 2038-39: 0.55816; 2039-40: 0.55095; 2040-41: 0.54377; 2041-42: 0.53661; 2042-43: 0.52946; 2043-44: 0.52234; 2044-45: 0.51524; 2045-46: 0.50815; 2046-47: 0.50108; 2047-48: 0.49402; 2048-49: 0.48697; 2049-50: 0.47993
29FP | Total Leakage | sum (23FP:28FP) | Ml/d | 2 | 2019-20: 0; 2020-21: 0; 2021-22: 1.3211; 2022-23: 0.81112; 2023-24: 0.7794; 2024-25: 0.74768; 2025-26: 0.74009; 2026-27: 0.7325; 2027-28: 0.72491; 2028-29: 0.71732; 2029-30: 0.70973; 2030-31: 0.70214; 2031-32: 0.69456; 2032-33: 0.68697; 2033-34: 0.67938; 2034-35: 0.67179; 2035-36: 0.6642; 2036-37: 0.65661; 2037-38: 0.64902; 2038-39: 0.64143; 2039-40: 0.63384; 2040-41: 0.62625; 2041-42: 0.61866; 2042-43: 0.61107; 2043-44: 0.60348; 2044-45: 0.59589; 2045-46: 0.5883; 2046-47: 0.58071; 2047-48: 0.57312; 2048-49: 0.56554; 2049-50: 0.55795
30FP | Leakage/property | (29FP * 1,000,000) / (36FP * 1,000) | l/prop/d | 2 | 2019-20: #DIV/0!; 2020-21: #DIV/0!; 2021-22: 108.1499; 2022-23: 65.2853; 2023-24: 62.5797; 2024-25: 59.9368; 2025-26: 58.615; 2026-27: 56.6469; 2027-28: 55.0668; 2028-29: 53.6362; 2029-30: 52.3813; 2030-31: 51.2404; 2031-32: 50.2178; 2032-33: 49.2489; 2033-34: 48.3047; 2034-35: 47.3795; 2035-36: 46.4756; 2036-37: 45.5979; 2037-38: 44.745; 2038-39: 43.907; 2039-40: 43.0848; 2040-41: 42.2778; 2041-42: 41.4853; 2042-43: 40.7089; 2043-44: 39.949; 2044-45: 39.2041; 2045-46: 38.4716; 2046-47: 37.7511; 2047-48: 37.0406; 2048-49: 36.3386; 2049-50: 35.6452
31FP | Measured Non Household - properties | Input | 000's | 2 | 2021-22: 1.014; 2022-23: 0.98032; 2023-24: 0.98498; 2024-25: 1.0024; 2025-26: 1.023; 2026-27: 1.0276; 2027-28: 1.0323; 2028-29: 1.037; 2029-30: 1.0417; 2030-31: 1.0463; 2031-32: 1.051; 2032-33: 1.0557; 2033-34: 1.0604; 2034-35: 1.065; 2035-36: 1.0697; 2036-37: 1.0744; 2037-38: 1.079; 2038-39: 1.0837; 2039-40: 1.0884; 2040-41: 1.0931; 2041-42: 1.0977; 2042-43: 1.1024; 2043-44: 1.1071; 2044-45: 1.1118; 2045-46: 1.1164; 2046-47: 1.1211; 2047-48: 1.1258; 2048-49: 1.1305; 2049-50: 1.1351
32FP | Unmeasured Non Household - properties | Input | 000's | 2 | 2021-22: 0.025; 2022-23: 0.024538; 2023-24: 0.024426; 2024-25: 0.01515; 2025-26: 0.0083643; 2026-27: 0.0082054; 2027-28: 0.0080464; 2028-29: 0.0078875; 2029-30: 0.0077286; 2030-31: 0.0075697; 2031-32: 0.0074107; 2032-33: 0.0072518; 2033-34: 0.0070929; 2034-35: 0.0070929; 2035-36: 0.0070929; 2036-37: 0.0070929; 2037-38: 0.0070929; 2038-39: 0.0070929; 2039-40: 0.0070929; 2040-41: 0.0070929; 2041-42: 0.0070929; 2042-43: 0.0070929; 2043-44: 0.0070929; 2044-45: 0.0070929; 2045-46: 0.0070929; 2046-47: 0.0070929; 2047-48: 0.0070929; 2048-49: 0.0070929; 2049-50: 0.0070929
33FP | All void non-households - properties | Input | 000's | 2 | 2021-22: 0.11; 2022-23: 0.14776; 2023-24: 0.14833; 2024-25: 0.1453; 2025-26: 0.13664; 2026-27: 0.13724; 2027-28: 0.13784; 2028-29: 0.13845; 2029-30: 0.13905; 2030-31: 0.13965; 2031-32: 0.14025; 2032-33: 0.14086; 2033-34: 0.14146; 2034-35: 0.14208; 2035-36: 0.1427; 2036-37: 0.14332; 2037-38: 0.14394; 2038-39: 0.14456; 2039-40: 0.14518; 2040-41: 0.1458; 2041-42: 0.14642; 2042-43: 0.14704; 2043-44: 0.14766; 2044-45: 0.14828; 2045-46: 0.1489; 2046-47: 0.14952; 2047-48: 0.15014; 2048-49: 0.15076; 2049-50: 0.15138
34FP | Measured households - properties (excl. void) | Year before + sum (34.1BL:34.6BL) | 000's | 2 | 2021-22: 7.344; 2022-23: 7.5865; 2023-24: 7.6597; 2024-25: 7.9922; 2025-26: 9.7151; 2026-27: 11.2945; 2027-28: 11.5186; 2028-29: 11.7197; 2029-30: 11.8878; 2030-31: 12.0337; 2031-32: 12.1537; 2032-33: 12.2641; 2033-34: 12.3721; 2034-35: 12.4789; 2035-36: 12.5838; 2036-37: 12.685; 2037-38: 12.7825; 2038-39: 12.8791; 2039-40: 12.9745; 2040-41: 13.069; 2041-42: 13.1628; 2042-43: 13.2546; 2043-44: 13.344; 2044-45: 13.4314; 2045-46: 13.5176; 2046-47: 13.6024; 2047-48: 13.6866; 2048-49: 13.7707; 2049-50: 13.8546
34.1FP | New build properties - properties | Input (new builds in each year) | 000's | 2 | 2021-22: 0.115; 2022-23: 0.20896; 2023-24: 0.028481; 2024-25: 0.018165; 2025-26: 0.1493; 2026-27: 0.30219; 2027-28: 0.23068; 2028-29: 0.20709; 2029-30: 0.17316; 2030-31: 0.15123; 2031-32: 0.12556; 2032-33: 0.11565; 2033-34: 0.11319; 2034-35: 0.11191; 2035-36: 0.10993; 2036-37: 0.10613; 2037-38: 0.10233; 2038-39: 0.10148; 2039-40: 0.10098; 2040-41: 0.099661; 2041-42: 0.098388; 2042-43: 0.096324; 2043-44: 0.093926; 2044-45: 0.091795; 2045-46: 0.09049; 2046-47: 0.089147; 2047-48: 0.088534; 2048-49: 0.088426; 2049-50: 0.088157
34.2FP | Meter optants - properties | Input (meter optants in each year) | 000's | 2 | 2021-22: 0; 2022-23: 0.043631; 2023-24: 0.048; 2024-25: 0.306; 2025-26: 0.44069; 2026-27: 0.15969; 2027-28: 0.002; 2028-29: 0.002; 2029-30: 0.002; 2030-31: 0.001; 2031-32: 0; 2032-33: 0; 2033-34: 0; 2034-35: 0; 2035-36: 0; 2036-37: 0; 2037-38: 0; 2038-39: 0; 2039-40: 0; 2040-41: 0; 2041-42: 0; 2042-43: 0; 2043-44: 0; 2044-45: 0; 2045-46: 0; 2046-47: 0; 2047-48: 0; 2048-49: 0; 2049-50: 0
34.3FP | Compulsory metering - properties | Input (compulsory meters in each year) | 000's | 2 | 2021-22: 0; 2022-23: 0; 2023-24: 0; 2024-25: 0; 2025-26: 0; 2026-27: 0; 2027-28: 0; 2028-29: 0; 2029-30: 0; 2030-31: 0; 2031-32: 0; 2032-33: 0; 2033-34: 0; 2034-35: 0; 2035-36: 0; 2036-37: 0; 2037-38: 0; 2038-39: 0; 2039-40: 0; 2040-41: 0.0005; 2041-42: 0.001; 2042-43: 0.001; 2043-44: 0.001; 2044-45: 0.001; 2045-46: 0.001; 2046-47: 0.001; 2047-48: 0.001; 2048-49: 0.001; 2049-50: 0.001
34.4FP | Metering on change of occupancy - properties | Input (change of occupancy meters in each year) | 000's | 2 | 2021-22: 0; 2022-23: 0; 2023-24: 0; 2024-25: 0; 2025-26: 0; 2026-27: 0; 2027-28: 0; 2028-29: 0; 2029-30: 0; 2030-31: 0; 2031-32: 0; 2032-33: 0; 2033-34: 0; 2034-35: 0; 2035-36: 0; 2036-37: 0; 2037-38: 0; 2038-39: 0; 2039-40: 0; 2040-41: 0; 2041-42: 0; 2042-43: 0; 2043-44: 0; 2044-45: 0; 2045-46: 0; 2046-47: 0; 2047-48: 0; 2048-49: 0; 2049-50: 0
34.5FP | Selective metering - properties | Input (selective meters in each year) | 000's | 2 | 2021-22: 0; 2022-23: 0.000135; 2023-24: 0.00027; 2024-25: 0.020135; 2025-26: 1.1888; 2026-27: 1.1688; 2027-28: 0; 2028-29: 0; 2029-30: 0; 2030-31: 0; 2031-32: 0; 2032-33: 0; 2033-34: 0; 2034-35: 0; 2035-36: 0; 2036-37: 0; 2037-38: 0; 2038-39: 0; 2039-40: 0; 2040-41: 0.0005; 2041-42: 0.001; 2042-43: 0.001; 2043-44: 0.001; 2044-45: 0.001; 2045-46: 0.001; 2046-47: 0.001; 2047-48: 0.001; 2048-49: 0.001; 2049-50: 0.001
34.6FP | Other changes to existing metering - properties | Input (other changes to meters in each year) | 000's | 2 | 2021-22: 0; 2022-23: -0.010181; 2023-24: -0.0036266; 2024-25: -0.011793; 2025-26: -0.055835; 2026-27: -0.051315; 2027-28: -0.0086431; 2028-29: -0.0079228; 2029-30: -0.0070583; 2030-31: -0.0063586; 2031-32: -0.0055444; 2032-33: -0.005242; 2033-34: -0.005167; 2034-35: -0.0051279; 2035-36: -0.0050673; 2036-37: -0.0049514; 2037-38: -0.0048354; 2038-39: -0.0048095; 2039-40: -0.00565; 2040-41: -0.0061252; 2041-42: -0.0066016; 2042-43: -0.0065386; 2043-44: -0.0064654; 2044-45: -0.0064003; 2045-46: -0.0063605; 2046-47: -0.0063195; 2047-48: -0.0063008; 2048-49: -0.0062975; 2049-50: -0.0062893
34.7FP | Measured household void properties | Input | 000's | 2 | 2021-22: 0.23; 2022-23: 0.23886; 2023-24: 0.24116; 2024-25: 0.25163; 2025-26: 0.30587; 2026-27: 0.3556; 2027-28: 0.36265; 2028-29: 0.36899; 2029-30: 0.37428; 2030-31: 0.37887; 2031-32: 0.38265; 2032-33: 0.38613; 2033-34: 0.38953; 2034-35: 0.39289; 2035-36: 0.39619; 2036-37: 0.39938; 2037-38: 0.40245; 2038-39: 0.40549; 2039-40: 0.40849; 2040-41: 0.41147; 2041-42: 0.41442; 2042-43: 0.41731; 2043-44: 0.42013; 2044-45: 0.42288; 2045-46: 0.42559; 2046-47: 0.42826; 2047-48: 0.43091; 2048-49: 0.43356; 2049-50: 0.4362
35FP | Unmeasured households - properties (excl. void) | Input | 000's | 2 | 2021-22: 3.414; 2022-23: 3.3693; 2023-24: 3.3202; 2024-25: 2.9993; 2025-26: 1.4052; 2026-27: 0.10542; 2027-28: 0.10249; 2028-29: 0.099556; 2029-30: 0.096623; 2030-31: 0.094668; 2031-32: 0.09369; 2032-33: 0.092712; 2033-34: 0.091735; 2034-35: 0.090757; 2035-36: 0.089779; 2036-37: 0.088802; 2037-38: 0.087824; 2038-39: 0.086846; 2039-40: 0.085868; 2040-41: 0.084402; 2041-42: 0.082447; 2042-43: 0.080491; 2043-44: 0.078536; 2044-45: 0.076581; 2045-46: 0.074625; 2046-47: 0.07267; 2047-48: 0.070715; 2048-49: 0.068759; 2049-50: 0.066804
35.1FP | Unmeasured household void properties | Input | 000's | 2 | 2021-22: 0.078; 2022-23: 0.076934; 2023-24: 0.075811; 2024-25: 0.068486; 2025-26: 0.032087; 2026-27: 0.0024072; 2027-28: 0.0023402; 2028-29: 0.0022732; 2029-30: 0.0022063; 2030-31: 0.0021616; 2031-32: 0.0021393; 2032-33: 0.002117; 2033-34: 0.0020946; 2034-35: 0.0020723; 2035-36: 0.00205; 2036-37: 0.0020277; 2037-38: 0.0020053; 2038-39: 0.001983; 2039-40: 0.0019607; 2040-41: 0.0019272; 2041-42: 0.0018826; 2042-43: 0.0018379; 2043-44: 0.0017933; 2044-45: 0.0017486; 2045-46: 0.001704; 2046-47: 0.0016593; 2047-48: 0.0016147; 2048-49: 0.00157; 2049-50: 0.0015254
36FP | Total Resource Zone Properties (incl. voids) | sum (31FP:34FP) + 34.7FP + 35BL + 35.1BL | 000's | 2 | 2019-20: 0; 2020-21: 0; 2021-22: 12.215; 2022-23: 12.4243; 2023-24: 12.4545; 2024-25: 12.4745; 2025-26: 12.6263; 2026-27: 12.931; 2027-28: 13.1642; 2028-29: 13.3739; 2029-30: 13.5494; 2030-31: 13.7029; 2031-32: 13.8309; 2032-33: 13.9489; 2033-34: 14.0644; 2034-35: 14.1788; 2035-36: 14.2913; 2036-37: 14.4; 2037-38: 14.5048; 2038-39: 14.6088; 2039-40: 14.7114; 2040-41: 14.8128; 2041-42: 14.9128; 2042-43: 15.0108; 2043-44: 15.1063; 2044-45: 15.1998; 2045-46: 15.2919; 2046-47: 15.3827; 2047-48: 15.4729; 2048-49: 15.5629; 2049-50: 15.6527
37FP | Measured Non Household - Population | Input | 000's | 2 | 2021-22: 0.22289; 2022-23: 0.22953; 2023-24: 0.23521; 2024-25: 0.24043; 2025-26: 0.24656; 2026-27: 0.25357; 2027-28: 0.26037; 2028-29: 0.26721; 2029-30: 0.27451; 2030-31: 0.28007; 2031-32: 0.28868; 2032-33: 0.29772; 2033-34: 0.305; 2034-35: 0.31085; 2035-36: 0.3153; 2036-37: 0.31939; 2037-38: 0.3231; 2038-39: 0.3274; 2039-40: 0.33129; 2040-41: 0.33504; 2041-42: 0.33928; 2042-43: 0.34449; 2043-44: 0.35039; 2044-45: 0.3563; 2045-46: 0.36301; 2046-47: 0.37002; 2047-48: 0.37725; 2048-49: 0.3849; 2049-50: 0.39249
38FP | Unmeasured Non Household - Population | Input | 000's | 2 | 2021-22: 0; 2022-23: 0; 2023-24: 0; 2024-25: 0; 2025-26: 0; 2026-27: 0; 2027-28: 0; 2028-29: 0; 2029-30: 0; 2030-31: 0; 2031-32: 0; 2032-33: 0; 2033-34: 0; 2034-35: 0; 2035-36: 0; 2036-37: 0; 2037-38: 0; 2038-39: 0; 2039-40: 0; 2040-41: 0; 2041-42: 0; 2042-43: 0; 2043-44: 0; 2044-45: 0; 2045-46: 0; 2046-47: 0; 2047-48: 0; 2048-49: 0; 2049-50: 0
39FP | Measured Household - Population | Input | 000's | 2 | 2021-22: 16.8614; 2022-23: 17.407; 2023-24: 17.5452; 2024-25: 18.1918; 2025-26: 22.7939; 2026-27: 27.3878; 2027-28: 27.8522; 2028-29: 28.2513; 2029-30: 28.549; 2030-31: 28.7904; 2031-32: 28.9711; 2032-33: 29.1326; 2033-34: 29.2938; 2034-35: 29.4596; 2035-36: 29.6309; 2036-37: 29.7974; 2037-38: 29.9694; 2038-39: 30.1391; 2039-40: 30.2918; 2040-41: 30.4385; 2041-42: 30.5886; 2042-43: 30.7412; 2043-44: 30.8937; 2044-45: 31.0462; 2045-46: 31.1942; 2046-47: 31.3397; 2047-48: 31.4943; 2048-49: 31.6579; 2049-50: 31.8286
40FP | Unmeasured Household - Population | Input | 000's | 2 | 2021-22: 9.8881; 2022-23: 9.7649; 2023-24: 9.632; 2024-25: 8.9202; 2025-26: 4.616; 2026-27: 0.6413; 2027-28: 0.62765; 2028-29: 0.61515; 2029-30: 0.60275; 2030-31: 0.592; 2031-32: 0.58294; 2032-33: 0.57402; 2033-34: 0.56524; 2034-35: 0.5566; 2035-36: 0.5481; 2036-37: 0.53975; 2037-38: 0.53153; 2038-39: 0.52344; 2039-40: 0.51549; 2040-41: 0.50503; 2041-42: 0.49212; 2042-43: 0.47941; 2043-44: 0.46691; 2044-45: 0.4546; 2045-46: 0.44249; 2046-47: 0.43057; 2047-48: 0.41882; 2048-49: 0.40725; 2049-50: 0.39586
41FP | Total Resource Zone Population | sum (37FP:40FP) | 000's | 2 | 2019-20: 0; 2020-21: 0; 2021-22: 26.9725; 2022-23: 27.4015; 2023-24: 27.4124; 2024-25: 27.3524; 2025-26: 27.6565; 2026-27: 28.2827; 2027-28: 28.7402; 2028-29: 29.1337; 2029-30: 29.4263; 2030-31: 29.6625; 2031-32: 29.8427; 2032-33: 30.0043; 2033-34: 30.1641; 2034-35: 30.327; 2035-36: 30.4943; 2036-37: 30.6566; 2037-38: 30.824; 2038-39: 30.99; 2039-40: 31.1386; 2040-41: 31.2786; 2041-42: 31.42; 2042-43: 31.5652; 2043-44: 31.711; 2044-45: 31.8571; 2045-46: 31.9997; 2046-47: 32.1403; 2047-48: 32.2904; 2048-49: 32.4501; 2049-50: 32.617
42FP | Average household occupancy rate (excl. voids) | (39FP + 40FP) / (34FP + 35FP) | h/prop | 1 | 2019-20: #DIV/0!; 2020-21: #DIV/0!; 2021-22: 2.4865; 2022-23: 2.4801; 2023-24: 2.4752; 2024-25: 2.4666; 2025-26: 2.4648; 2026-27: 2.4587; 2027-28: 2.4507; 2028-29: 2.4423; 2029-30: 2.4325; 2030-31: 2.4226; 2031-32: 2.4131; 2032-33: 2.4041; 2033-34: 2.3956; 2034-35: 2.388; 2035-36: 2.3813; 2036-37: 2.375; 2037-38: 2.3699; 2038-39: 2.3648; 2039-40: 2.3588; 2040-41: 2.3525; 2041-42: 2.3466; 2042-43: 2.3412; 2043-44: 2.3364; 2044-45: 2.332; 2045-46: 2.3276; 2046-47: 2.3232; 2047-48: 2.3197; 2048-49: 2.3169; 2049-50: 2.3147
43FP | Total Household Metering penetration (excl. voids) | 34FP / (34FP + 35FP) | % | 1 | 2019-20: #DIV/0!; 2020-21: #DIV/0!; 2021-22: 68.27%; 2022-23: 69.25%; 2023-24: 69.76%; 2024-25: 72.71%; 2025-26: 87.36%; 2026-27: 99.08%; 2027-28: 99.12%; 2028-29: 99.16%; 2029-30: 99.19%; 2030-31: 99.22%; 2031-32: 99.24%; 2032-33: 99.25%; 2033-34: 99.26%; 2034-35: 99.28%; 2035-36: 99.29%; 2036-37: 99.3%; 2037-38: 99.32%; 2038-39: 99.33%; 2039-40: 99.34%; 2040-41: 99.36%; 2041-42: 99.38%; 2042-43: 99.4%; 2043-44: 99.41%; 2044-45: 99.43%; 2045-46: 99.45%; 2046-47: 99.47%; 2047-48: 99.49%; 2048-49: 99.5%; 2049-50: 99.52%
44FP | Total Household Metering penetration (incl. voids) | (34FP) / (34FP + 34.7FP + 35FP + 35.1FP) | % | 1 | 2019-20: #DIV/0!; 2020-21: #DIV/0!; 2021-22: 66.37%; 2022-23: 67.31%; 2023-24: 67.8%; 2024-25: 70.65%; 2025-26: 84.79%; 2026-27: 96.06%; 2027-28: 96.1%; 2028-29: 96.14%; 2029-30: 96.17%; 2030-31: 96.2%; 2031-32: 96.21%; 2032-33: 96.23%; 2033-34: 96.24%; 2034-35: 96.25%; 2035-36: 96.27%; 2036-37: 96.28%; 2037-38: 96.29%; 2038-39: 96.3%; 2039-40: 96.32%; 2040-41: 96.33%; 2041-42: 96.35%; 2042-43: 96.37%; 2043-44: 96.39%; 2044-45: 96.4%; 2045-46: 96.42%; 2046-47: 96.44%; 2047-48: 96.45%; 2048-49: 96.47%; 2049-50: 96.49%
45FP | Distribution input | sum (12FP:15FP) + 21FP + 22FP + 27FP + 28FP | Ml/d | 2 | 2019-20: 0; 2020-21: 0; 2021-22: 10.5247; 2022-23: 10.7216; 2023-24: 10.7866; 2024-25: 10.7541; 2025-26: 10.6174; 2026-27: 10.4481; 2027-28: 10.5322; 2028-29: 10.5207; 2029-30: 10.4945; 2030-31: 10.4575; 2031-32: 10.4163; 2032-33: 14.2962; 2033-34: 14.2509; 2034-35: 14.2063; 2035-36: 14.1656; 2036-37: 14.1251; 2037-38: 14.0851; 2038-39: 14.0607; 2039-40: 14.0338; 2040-41: 14.0031; 2041-42: 13.9756; 2042-43: 13.9498; 2043-44: 13.9379; 2044-45: 13.9499; 2045-46: 13.9611; 2046-47: 13.9731; 2047-48: 13.9856; 2048-49: 13.9989; 2049-50: 14.0122
46FP | Target headroom (climate change component) | Input | Ml/d | 2 | 2021-22: 0; 2022-23: 0; 2023-24: 0; 2024-25: 0; 2025-26: 0; 2026-27: 0; 2027-28: 0; 2028-29: 0; 2029-30: 0; 2030-31: 0; 2031-32: 0; 2032-33: 0; 2033-34: 0; 2034-35: 0; 2035-36: 0; 2036-37: 0; 2037-38: 0; 2038-39: 0; 2039-40: 0; 2040-41: 0; 2041-42: 0; 2042-43: 0; 2043-44: 0; 2044-45: 0; 2045-46: 0; 2046-47: 0; 2047-48: 0; 2048-49: 0; 2049-50: 0
47FP | Target headroom (All other components) | Input | Ml/d | 2 | 2021-22: 1.1989; 2022-23: 1.2684; 2023-24: 1.3125; 2024-25: 1.2799; 2025-26: 1.3055; 2026-27: 1.2905; 2027-28: 1.2469; 2028-29: 1.2658; 2029-30: 1.2711; 2030-31: 1.2795; 2031-32: 1.1092; 2032-33: 0.44151; 2033-34: 0.42311; 2034-35: 0.38203; 2035-36: 0.3602; 2036-37: 0.36521; 2037-38: 0.36318; 2038-39: 0.37083; 2039-40: 0.37619; 2040-41: 0.37825; 2041-42: 0.36126; 2042-43: 0.35162; 2043-44: 0.33747; 2044-45: 0.33059; 2045-46: 0.32271; 2046-47: 0.32731; 2047-48: 0.33112; 2048-49: 0.33605; 2049-50: 0.33766
48FP | Target Headroom | 46FP + 47FP | Ml/d | 2 | 2019-20: 0; 2020-21: 0; 2021-22: 1.1989; 2022-23: 1.2684; 2023-24: 1.3125; 2024-25: 1.2799; 2025-26: 1.3055; 2026-27: 1.2905; 2027-28: 1.2469; 2028-29: 1.2658; 2029-30: 1.2711; 2030-31: 1.2795; 2031-32: 1.1092; 2032-33: 0.44151; 2033-34: 0.42311; 2034-35: 0.38203; 2035-36: 0.3602; 2036-37: 0.36521; 2037-38: 0.36318; 2038-39: 0.37083; 2039-40: 0.37619; 2040-41: 0.37825; 2041-42: 0.36126; 2042-43: 0.35162; 2043-44: 0.33747; 2044-45: 0.33059; 2045-46: 0.32271; 2046-47: 0.32731; 2047-48: 0.33112; 2048-49: 0.33605; 2049-50: 0.33766
49FP | Available Headroom | 11FP - 45FP | Ml/d | 2 | 2019-20: 0; 2020-21: 0; 2021-22: 4.7287; 2022-23: 4.5376; 2023-24: 4.4633; 2024-25: 4.4765; 2025-26: 4.5849; 2026-27: 4.7367; 2027-28: 4.6626; 2028-29: 4.6745; 2029-30: 4.6997; 2030-31: 4.7354; 2031-32: 4.7749; 2032-33: 1.1015; 2033-34: 1.0831; 2034-35: 1.042; 2035-36: 1.0202; 2036-37: 1.0524; 2037-38: 1.0898; 2038-39: 1.1116; 2039-40: 1.1357; 2040-41: 1.1631; 2041-42: 1.1878; 2042-43: 1.2108; 2043-44: 1.2215; 2044-45: 1.2107; 2045-46: 1.2005; 2046-47: 1.1897; 2047-48: 1.1784; 2048-49: 1.1664; 2049-50: 1.1545
49.1FP | Available non-potable balance (if applicable) | 1.1FP - 12.1FP | Ml/d | 2 | 2019-20: 0; 2020-21: 0; 2021-22: 0; 2022-23: 0; 2023-24: 0; 2024-25: 0; 2025-26: 0; 2026-27: 0; 2027-28: 0; 2028-29: 0; 2029-30: 0; 2030-31: 0; 2031-32: 0; 2032-33: 0; 2033-34: 0; 2034-35: 0; 2035-36: 0; 2036-37: 0; 2037-38: 0; 2038-39: 0; 2039-40: 0; 2040-41: 0; 2041-42: 0; 2042-43: 0; 2043-44: 0; 2044-45: 0; 2045-46: 0; 2046-47: 0; 2047-48: 0; 2048-49: 0; 2049-50: 0
50FP | Supply Demand Balance | 49FP - 48FP | Ml/d | 2 | 2019-20: 0; 2020-21: 0; 2021-22: 3.5297; 2022-23: 3.2691; 2023-24: 3.1509; 2024-25: 3.1967; 2025-26: 3.2795; 2026-27: 3.4462; 2027-28: 3.4157; 2028-29: 3.4088; 2029-30: 3.4286; 2030-31: 3.4559; 2031-32: 3.6657; 2032-33: 0.66; 2033-34: 0.66; 2034-35: 0.66; 2035-36: 0.66; 2036-37: 0.68717; 2037-38: 0.72658; 2038-39: 0.74077; 2039-40: 0.75949; 2040-41: 0.78489; 2041-42: 0.82653; 2042-43: 0.85923; 2043-44: 0.88404; 2044-45: 0.88009; 2045-46: 0.8778; 2046-47: 0.86235; 2047-48: 0.84732; 2048-49: 0.83037; 2049-50: 0.8168
Data for Charts
DYAA Baseline |  |  |  |  | 2019-20 | 2020-21 | 2021-22 | 2022-23 | 2023-24 | 2024-25 | 2025-26 | 2026-27 | 2027-28 | 2028-29 | 2029-30 | 2030-31 | 2031-32 | 2032-33 | 2033-34 | 2034-35 | 2035-36 | 2036-37 | 2037-38 | 2038-39 | 2039-40 | 2040-41 | 2041-42 | 2042-43 | 2043-44 | 2044-45 | 2045-46 | 2046-47 | 2047-48 | 2048-49 | 2049-50
| Measured HH consumption |  | Ml/d | 2 | 0 | 0 | 2.4242 | 2.4312 | 2.3921 | 2.3725 | 2.5304 | 2.6763 | 2.7515 | 2.8185 | 2.8729 | 2.9127 | 2.9377 | 2.9608 | 2.9836 | 3.0073 | 3.0311 | 3.0553 | 3.0803 | 3.1056 | 3.128 | 3.1451 | 3.1662 | 3.1885 | 3.2106 | 3.2327 | 3.2541 | 3.2759 | 3.2985 | 3.3221 | 3.3462
| Unmeasured HH consumption |  | Ml/d | 2 | 0 | 0 | 1.513 | 1.5547 | 1.5137 | 1.3804 | 1.1906 | 1.0987 | 1.0661 | 1.0336 | 1.0011 | 0.98069 | 0.97261 | 0.96464 | 0.95668 | 0.9488 | 0.94169 | 0.93467 | 0.92765 | 0.92091 | 0.91417 | 0.90739 | 0.90071 | 0.89451 | 0.88873 | 0.88304 | 0.87736 | 0.87195 | 0.86653 | 0.86121 | 0.85572
| Non-HH consumption |  | Ml/d | 2 | 0 | 0 | 4.4855 | 8.391 | 8.4062 | 8.5793 | 8.5891 | 8.5997 | 8.6105 | 8.6213 | 8.6315 | 8.6416 | 8.6516 | 8.6615 | 8.6713 | 8.6809 | 8.6904 | 8.6998 | 8.709 | 8.718 | 8.7269 | 8.7357 | 8.7444 | 8.753 | 8.7614 | 8.7697 | 8.7778 | 8.7859 | 8.7939 | 8.8017 | 8.8095
| Total Leakage |  | Ml/d | 2 | 0 | 0 | 1.3211 | 0.81112 | 0.7794 | 0.74768 | 0.74768 | 0.74768 | 0.74768 | 0.74768 | 0.74768 | 0.74768 | 0.74768 | 0.74768 | 0.74768 | 0.74768 | 0.74768 | 0.74768 | 0.74768 | 0.74768 | 0.74768 | 0.74768 | 0.74768 | 0.74768 | 0.74768 | 0.74768 | 0.74768 | 0.74768 | 0.74768 | 0.74768 | 0.74768
| Other demand components |  | Ml/d | 2 | 0 | 0 | 0.19949 | 0.19881 | 0.19879 | 0.19879 | 0.19878 | 0.19861 | 0.19849 | 0.19838 | 0.19828 | 0.1982 | 0.19813 | 0.19807 | 0.19801 | 0.19795 | 0.1979 | 0.19784 | 0.19778 | 0.19773 | 0.19767 | 0.19762 | 0.19757 | 0.19752 | 0.19747 | 0.19742 | 0.19737 | 0.19732 | 0.19727 | 0.19722 | 0.19717
| Total Water Available for use |  | Ml/d | 2 | 0 | 0 | 8.02 | 8.02 | 8.02 | 8.02 | 8.02 | 8.02 | 8.02 | 8.02 | 8.02 | 7.49 | 7.49 | 7.49 | 7.49 | 7.49 | 7.49 | 7.49 | 7.49 | 7.49 | 7.49 | 6.84 | 6.84 | 6.84 | 6.84 | 6.84 | 6.2 | 6.2 | 6.2 | 6.2 | 6.2
| Total Demand + Target Headroom |  | Ml/d | 2 | 0 | 0 | 10.9932 | 14.3368 | 14.3902 | 14.1887 | 14.3665 | 14.321 | 14.3542 | 14.4395 | 14.4515 | 14.1708 | 14.0177 | 13.8727 | 13.8972 | 13.8926 | 13.8988 | 13.9353 | 13.9624 | 13.9899 | 14.0145 | 14.0336 | 14.0466 | 14.0512 | 14.0658 | 14.0805 | 14.0943 | 14.1188 | 14.1439 | 14.1799 | 14.2062
DYAA Final Plan |  |  |  |  | 2019-20 | 2020-21 | 2021-22 | 2022-23 | 2023-24 | 2024-25 | 2025-26 | 2026-27 | 2027-28 | 2028-29 | 2029-30 | 2030-31 | 2031-32 | 2032-33 | 2033-34 | 2034-35 | 2035-36 | 2036-37 | 2037-38 | 2038-39 | 2039-40 | 2040-41 | 2041-42 | 2042-43 | 2043-44 | 2044-45 | 2045-46 | 2046-47 | 2047-48 | 2048-49 | 2049-50
| Measured HH consumption |  | Ml/d | 2 | 0 | 0 | 2.4242 | 2.4312 | 2.3921 | 2.3725 | 2.9647 | 3.566 | 3.6687 | 3.6764 | 3.6694 | 3.6599 | 3.6457 | 3.6282 | 3.6004 | 3.5733 | 3.5489 | 3.5247 | 3.5012 | 3.4781 | 3.4526 | 3.4239 | 3.3988 | 3.3754 | 3.3654 | 3.3786 | 3.3913 | 3.4047 | 3.4186 | 3.4335 | 3.4484
| Unmeasured HH consumption |  | Ml/d | 2 | 0 | 0 | 1.513 | 1.5547 | 1.5137 | 1.3804 | 0.70094 | 0.096493 | 0.093355 | 0.090432 | 0.087558 | 0.085089 | 0.083009 | 0.080976 | 0.07876 | 0.076593 | 0.074561 | 0.072575 | 0.070627 | 0.068738 | 0.066886 | 0.064741 | 0.06232 | 0.059997 | 0.057998 | 0.056457 | 0.054936 | 0.053454 | 0.05199 | 0.05055 | 0.049113
| Non-HH consumption |  | Ml/d | 2 | 0 | 0 | 4.4855 | 4.1153 | 4.3063 | 4.5034 | 4.6837 | 4.7224 | 4.7147 | 4.7071 | 4.6994 | 4.6831 | 4.6667 | 8.5746 | 8.5681 | 8.5614 | 8.5558 | 8.55 | 8.5441 | 8.5532 | 8.5622 | 8.571 | 8.5798 | 8.5884 | 8.5969 | 8.6052 | 8.6135 | 8.6216 | 8.6296 | 8.6375 | 8.6454
| Total Leakage |  | Ml/d | 2 | 0 | 0 | 1.3211 | 0.81112 | 0.7794 | 0.74768 | 0.74009 | 0.7325 | 0.72491 | 0.71732 | 0.70973 | 0.70214 | 0.69456 | 0.68697 | 0.67938 | 0.67179 | 0.6642 | 0.65661 | 0.64902 | 0.64143 | 0.63384 | 0.62625 | 0.61866 | 0.61107 | 0.60348 | 0.59589 | 0.5883 | 0.58071 | 0.57312 | 0.56554 | 0.55795
| Other demand components |  | Ml/d | 2 | 0 | 0 | 0.19949 | 0.19881 | 0.19879 | 0.19879 | 0.19865 | 0.19834 | 0.19823 | 0.19813 | 0.19804 | 0.19797 | 0.1979 | 0.19784 | 0.19778 | 0.19772 | 0.19767 | 0.19761 | 0.19755 | 0.1975 | 0.19745 | 0.19739 | 0.19734 | 0.19729 | 0.19724 | 0.19719 | 0.19714 | 0.19709 | 0.19705 | 0.197 | 0.19695
| Total Water Available for use |  | Ml/d | 2 | 0 | 0 | 8.4533 | 8.4594 | 8.4502 | 8.431 | 10.6703 | 10.6502 | 10.6598 | 10.4094 | 10.3642 | 10.0182 | 9.7979 | 13.5086 | 13.4644 | 13.3909 | 13.3311 | 13.3016 | 13.2624 | 13.2389 | 13.2129 | 13.1833 | 13.1468 | 13.1021 | 13.081 | 13.0834 | 13.0851 | 13.0975 | 13.1104 | 13.1341 | 13.1477
| Total Demand + Target Headroom |  | Ml/d | 2 | 0 | 0 | 10.9932 | 10.0611 | 10.2903 | 10.1128 | 10.3981 | 10.3157 | 10.3799 | 10.4094 | 10.3642 | 10.0182 | 9.7979 | 13.5086 | 13.4644 | 13.3909 | 13.3311 | 13.3016 | 13.2624 | 13.2389 | 13.2129 | 13.1833 | 13.1468 | 13.1021 | 13.081 | 13.0834 | 13.0851 | 13.0975 | 13.1104 | 13.1341 | 13.1477
DYCP Baseline |  |  |  |  | 2019-20 | 2020-21 | 2021-22 | 2022-23 | 2023-24 | 2024-25 | 2025-26 | 2026-27 | 2027-28 | 2028-29 | 2029-30 | 2030-31 | 2031-32 | 2032-33 | 2033-34 | 2034-35 | 2035-36 | 2036-37 | 2037-38 | 2038-39 | 2039-40 | 2040-41 | 2041-42 | 2042-43 | 2043-44 | 2044-45 | 2045-46 | 2046-47 | 2047-48 | 2048-49 | 2049-50
| Measured HH consumption |  | Ml/d | 2 | 0 | 0 | 2.449 | 2.453 | 2.4136 | 2.3938 | 2.5531 | 2.7004 | 2.7762 | 2.8439 | 2.8988 | 2.9388 | 2.9641 | 2.9874 | 3.0104 | 3.0343 | 3.0582 | 3.0827 | 3.1079 | 3.1334 | 3.156 | 3.1733 | 3.1946 | 3.217 | 3.2393 | 3.2616 | 3.2832 | 3.3053 | 3.328 | 3.3518 | 3.3761
| Unmeasured HH consumption |  | Ml/d | 2 | 0 | 0 | 2.0197 | 2.0753 | 2.0206 | 1.8427 | 1.5893 | 1.4666 | 1.4231 | 1.3798 | 1.3364 | 1.3091 | 1.2983 | 1.2877 | 1.2771 | 1.2665 | 1.2571 | 1.2477 | 1.2383 | 1.2293 | 1.2203 | 1.2113 | 1.2024 | 1.1941 | 1.1864 | 1.1788 | 1.1712 | 1.164 | 1.1567 | 1.1496 | 1.1423
| Non-HH consumption |  | Ml/d | 2 | 0 | 0 | 4.5355 | 9.4591 | 9.474 | 9.647 | 9.6569 | 9.6676 | 9.6783 | 9.6892 | 9.6994 | 9.7095 | 9.7196 | 9.7295 | 9.7393 | 9.749 | 9.7585 | 9.7679 | 9.7771 | 9.7862 | 9.7951 | 9.804 | 9.8127 | 9.8212 | 9.8297 | 9.838 | 9.8462 | 9.8543 | 9.8623 | 9.8702 | 9.878
| Total Leakage |  | Ml/d | 2 | 0 | 0 | 1.3211 | 0.81112 | 0.7794 | 0.74768 | 0.74768 | 0.74768 | 0.74768 | 0.74768 | 0.74768 | 0.74768 | 0.74768 | 0.74768 | 0.74768 | 0.74768 | 0.74768 | 0.74768 | 0.74768 | 0.74768 | 0.74768 | 0.74768 | 0.74768 | 0.74768 | 0.74768 | 0.74768 | 0.74768 | 0.74768 | 0.74768 | 0.74768 | 0.74768
| Other demand components |  | Ml/d | 2 | 0 | 0 | 0.19949 | 0.19881 | 0.19879 | 0.19879 | 0.19878 | 0.19861 | 0.19849 | 0.19838 | 0.19828 | 0.1982 | 0.19813 | 0.19807 | 0.19801 | 0.19795 | 0.1979 | 0.19784 | 0.19778 | 0.19773 | 0.19767 | 0.19762 | 0.19757 | 0.19752 | 0.19747 | 0.19742 | 0.19737 | 0.19732 | 0.19727 | 0.19722 | 0.19717
| Total Water Available for use |  | Ml/d | 2 | 0 | 0 | 14.8097 | 14.8097 | 14.8097 | 14.8097 | 14.8097 | 14.8097 | 14.8097 | 14.8097 | 14.8097 | 14.8097 | 14.8097 | 14.8097 | 14.8097 | 14.8097 | 14.8097 | 14.8097 | 14.8097 | 14.8097 | 14.8097 | 14.8097 | 14.8097 | 14.8097 | 14.8097 | 14.8097 | 14.8097 | 14.8097 | 14.8097 | 14.8097 | 14.8097
| Total Demand + Target Headroom |  | Ml/d | 2 | 0 | 0 | 11.7237 | 16.2658 | 16.1989 | 16.1099 | 16.0512 | 16.0714 | 16.0708 | 16.1247 | 16.1516 | 16.1829 | 16.037 | 15.3918 | 15.3955 | 15.3774 | 15.3796 | 15.409 | 15.4321 | 15.4652 | 15.493 | 15.5121 | 15.5161 | 15.5292 | 15.538 | 15.5541 | 15.5684 | 15.5958 | 15.6231 | 15.6526 | 15.6789
DYCP Final Plan |  |  |  |  | 2019-20 | 2020-21 | 2021-22 | 2022-23 | 2023-24 | 2024-25 | 2025-26 | 2026-27 | 2027-28 | 2028-29 | 2029-30 | 2030-31 | 2031-32 | 2032-33 | 2033-34 | 2034-35 | 2035-36 | 2036-37 | 2037-38 | 2038-39 | 2039-40 | 2040-41 | 2041-42 | 2042-43 | 2043-44 | 2044-45 | 2045-46 | 2046-47 | 2047-48 | 2048-49 | 2049-50
| Measured HH consumption |  | Ml/d | 2 | 0 | 0 | 2.449 | 2.453 | 2.4136 | 2.3938 | 2.9916 | 3.5984 | 3.702 | 3.7098 | 3.7028 | 3.6932 | 3.6788 | 3.6612 | 3.633 | 3.6057 | 3.5811 | 3.5567 | 3.5329 | 3.5096 | 3.4839 | 3.4549 | 3.4295 | 3.406 | 3.3959 | 3.4093 | 3.422 | 3.4355 | 3.4496 | 3.4646 | 3.4797
| Unmeasured HH consumption |  | Ml/d | 2 | 0 | 0 | 2.0197 | 2.0753 | 2.0206 | 1.8427 | 0.93569 | 0.12881 | 0.12462 | 0.12072 | 0.11688 | 0.11358 | 0.11081 | 0.10809 | 0.10514 | 0.10224 | 0.099531 | 0.09688 | 0.094279 | 0.091758 | 0.089285 | 0.086422 | 0.08319 | 0.08009 | 0.077421 | 0.075365 | 0.073334 | 0.071356 | 0.069401 | 0.067478 | 0.065561
| Non-HH consumption |  | Ml/d | 2 | 0 | 0 | 4.5355 | 5.1834 | 5.3742 | 5.571 | 5.7514 | 5.7901 | 5.7824 | 5.7747 | 5.767 | 5.7506 | 5.7342 | 9.6421 | 9.6355 | 9.6288 | 9.6231 | 9.6173 | 9.6113 | 9.6204 | 9.6293 | 9.6382 | 9.6469 | 9.6554 | 9.6639 | 9.6722 | 9.6804 | 9.6884 | 9.6964 | 9.7043 | 9.7121
| Total Leakage |  | Ml/d | 2 | 0 | 0 | 1.3211 | 0.81112 | 0.7794 | 0.74768 | 0.74009 | 0.7325 | 0.72491 | 0.71732 | 0.70973 | 0.70214 | 0.69456 | 0.68697 | 0.67938 | 0.67179 | 0.6642 | 0.65661 | 0.64902 | 0.64143 | 0.63384 | 0.62625 | 0.61866 | 0.61107 | 0.60348 | 0.59589 | 0.5883 | 0.58071 | 0.57312 | 0.56554 | 0.55795
| Other demand components |  | Ml/d | 2 | 0 | 0 | 0.19949 | 0.19881 | 0.19879 | 0.19879 | 0.19865 | 0.19834 | 0.19823 | 0.19813 | 0.19804 | 0.19797 | 0.1979 | 0.19784 | 0.19778 | 0.19772 | 0.19767 | 0.19761 | 0.19755 | 0.1975 | 0.19745 | 0.19739 | 0.19734 | 0.19729 | 0.19724 | 0.19719 | 0.19714 | 0.19709 | 0.19705 | 0.197 | 0.19695
| Total Water Available for use |  | Ml/d | 2 | 0 | 0 | 15.2534 | 15.2592 | 15.2499 | 15.2306 | 15.2024 | 15.1848 | 15.1948 | 15.1953 | 15.1942 | 15.1929 | 15.1912 | 15.3977 | 15.334 | 15.2484 | 15.1858 | 15.1775 | 15.1749 | 15.1723 | 15.1694 | 15.1662 | 15.1634 | 15.1607 | 15.1594 | 15.1606 | 15.1616 | 15.1628 | 15.164 | 15.1654 | 15.1667
| Total Demand + Target Headroom |  | Ml/d | 2 | 0 | 0 | 11.7237 | 11.9901 | 12.099 | 12.0339 | 11.9229 | 11.7387 | 11.7791 | 11.7865 | 11.7655 | 11.737 | 11.5255 | 14.7377 | 14.674 | 14.5884 | 14.5258 | 14.4903 | 14.4483 | 14.4315 | 14.4099 | 14.3813 | 14.3368 | 14.3015 | 14.2754 | 14.2805 | 14.2838 | 14.3005 | 14.3167 | 14.335 | 14.3499
Note on D26: [Threaded comment] Your version of Excel allows you to read this threaded comment; however, any edits to it will get removed if the file is opened in a newer version of Excel. Learn more: https://go.microsoft.com/fwlink/?linkid=870924 Comment: Bleach Green (N/C) to Syleham (Hartismere) - RAW WATER. Profiled with licence caps and ED reduction.
Note on P97: [Threaded comment] Your version of Excel allows you to read this threaded comment; however, any edits to it will get removed if the file is opened in a newer version of Excel. Learn more: https://go.microsoft.com/fwlink/?linkid=870924 Comment: HoltonWTW_EyeAirfield Potable Water Transfer
Note on M101: [Threaded comment] Your version of Excel allows you to read this threaded comment; however, any edits to it will get removed if the file is opened in a newer version of Excel. Learn more: https://go.microsoft.com/fwlink/?linkid=870924 Comment: Reg19 derogation to defer No Det SR on all GW sources
Note on T278: [Threaded comment] Your version of Excel allows you to read this threaded comment; however, any edits to it will get removed if the file is opened in a newer version of Excel. Learn more: https://go.microsoft.com/fwlink/?linkid=870924 Comment: HoltonWTW_EyeAirfield Potable Water Transfer

## ESWNCT
Back to title page
Table 3a: DYAA - Baseline
Table 3b: DYAA - Final plan Options
Table 3c: DYAA - Final plan
Table 3d: DYCP - Baseline
Table 3e: DYCP - Final plan Options
Table 3f: DYCP - Final plan
Water Company | Essex and Suffolk Water | Version | 12
WRZ | ESWNCT | Planning Scenario | DYAA
17.45
Table 3a: DYAA - Baseline | Back to top of sheet
WRMP24 reference | Component | Derivation | Unit | Decimal places | 2019-20 | 2020-21 | 2021-22 | 2022-23 | 2023-24 | 2024-25 | 2025-26 | 2026-27 | 2027-28 | 2028-29 | 2029-30 | 2030-31 | 2031-32 | 2032-33 | 2033-34 | 2034-35 | 2035-36 | 2036-37 | 2037-38 | 2038-39 | 2039-40 | 2040-41 | 2041-42 | 2042-43 | 2043-44 | 2044-45 | 2045-46 | 2046-47 | 2047-48 | 2048-49 | 2049-50 | 2050-51 | 2051-52 | 2052-53 | 2053-54 | 2054-55 | 2055-56 | 2056-57 | 2057-58 | 2058-59 | 2059-60 | 2060-61 | 2061-62 | 2062-63 | 2063-64 | 2064-65 | 2065-66 | 2066-67 | 2067-68 | 2068-69 | 2069-70 | 2070-71 | 2071-72 | 2072-73 | 2073-74 | 2074-75 | 2075-76 | 2076-77 | 2077-78 | 2078-79 | 2079-80 | 2080-81 | 2081-82 | 2082-83 | 2083-84 | 2084-85 | 2085-86 | 2086-87 | 2087-88 | 2088-89 | 2089-90 | 2090-91 | 2091-92 | 2092-93 | 2093-94 | 2094-95 | 2095-96 | 2096-97 | 2097-98 | 2098-99 | 2099-100 | 2099-101
1BL | Raw water abstracted | Input | Ml/d | 2 | 2021-22: 56.657; 2022-23: 57.2504; 2023-24: 57.4258; 2024-25: 58.2888; 2025-26: 59.4655; 2026-27: 59.6389; 2027-28: 61.7778; 2028-29: 61.6669; 2029-30: 61.543; 2030-31: 61.0955; 2031-32: 61.0561; 2032-33: 61.0192; 2033-34: 60.9017; 2034-35: 60.8014; 2035-36: 60.691; 2036-37: 60.5764; 2037-38: 60.4707; 2038-39: 60.3798; 2039-40: 60.1477; 2040-41: 57.9683; 2041-42: 57.9145; 2042-43: 57.8723; 2043-44: 57.9348; 2044-45: 58.0002; 2045-46: 55.9614; 2046-47: 56.0285; 2047-48: 56.0954; 2048-49: 56.1718; 2049-50: 56.2472
1.1BL | Non-potable water supplies (if applicable) | Input | Ml/d | 2 | 2021-22: 0; 2022-23: 0; 2023-24: 0; 2024-25: 0; 2025-26: 0; 2026-27: 0; 2027-28: 0; 2028-29: 0; 2029-30: 0; 2030-31: 0; 2031-32: 0; 2032-33: 0; 2033-34: 0; 2034-35: 0; 2035-36: 0; 2036-37: 0; 2037-38: 0; 2038-39: 0; 2039-40: 0; 2040-41: 0; 2041-42: 0; 2042-43: 0; 2043-44: 0; 2044-45: 0; 2045-46: 0; 2046-47: 0; 2047-48: 0; 2048-49: 0; 2049-50: 0
2BL | Raw water imported | Input | Ml/d | 2 | 2021-22: 0; 2022-23: 0; 2023-24: 0; 2024-25: 0; 2025-26: 0; 2026-27: 0; 2027-28: 0; 2028-29: 0; 2029-30: 0; 2030-31: 0; 2031-32: 0; 2032-33: 0; 2033-34: 0; 2034-35: 0; 2035-36: 0; 2036-37: 0; 2037-38: 0; 2038-39: 0; 2039-40: 0; 2040-41: 0; 2041-42: 0; 2042-43: 0; 2043-44: 0; 2044-45: 0; 2045-46: 0; 2046-47: 0; 2047-48: 0; 2048-49: 0; 2049-50: 0
3BL | Potable water imported | Input | Ml/d | 2 | 2021-22: 1.35; 2022-23: 1.35; 2023-24: 1.35; 2024-25: 1.35; 2025-26: 1.35; 2026-27: 1.35; 2027-28: 1.35; 2028-29: 1.35; 2029-30: 1.35; 2030-31: 1.35; 2031-32: 1.35; 2032-33: 1.35; 2033-34: 1.35; 2034-35: 1.35; 2035-36: 1.35; 2036-37: 1.35; 2037-38: 1.35; 2038-39: 1.35; 2039-40: 1.35; 2040-41: 1.35; 2041-42: 1.35; 2042-43: 1.35; 2043-44: 1.35; 2044-45: 1.35; 2045-46: 1.35; 2046-47: 1.35; 2047-48: 1.35; 2048-49: 1.35; 2049-50: 1.35
4BL | Raw water exported enter as -ve | Input | Ml/d | 2 | 2021-22: -3.38; 2022-23: -3.38; 2023-24: -3.38; 2024-25: -3.38; 2025-26: -3.38; 2026-27: -3.38; 2027-28: -3.38; 2028-29: -3.38; 2029-30: -3.38; 2030-31: -2.83; 2031-32: -2.83; 2032-33: -2.83; 2033-34: -2.83; 2034-35: -2.83; 2035-36: -2.83; 2036-37: -2.83; 2037-38: -2.83; 2038-39: -2.83; 2039-40: -2.83; 2040-41: -2.03; 2041-42: -2.03; 2042-43: -2.03; 2043-44: -2.03; 2044-45: -2.03; 2045-46: -2.03; 2046-47: -2.03; 2047-48: -2.03; 2048-49: -2.03; 2049-50: -2.03
5BL | Potable water exported enter as -ve | Input | Ml/d | 2 | 2021-22: -0.37; 2022-23: -0.37; 2023-24: -0.37; 2024-25: -0.37; 2025-26: -0.37; 2026-27: -0.37; 2027-28: -0.37; 2028-29: -0.37; 2029-30: -0.37; 2030-31: -0.37; 2031-32: -0.37; 2032-33: -0.37; 2033-34: -0.37; 2034-35: -0.37; 2035-36: -0.37; 2036-37: -0.37; 2037-38: -0.37; 2038-39: -0.37; 2039-40: -0.37; 2040-41: -0.37; 2041-42: -0.37; 2042-43: -0.37; 2043-44: -0.37; 2044-45: -0.37; 2045-46: -0.37; 2046-47: -0.37; 2047-48: -0.37; 2048-49: -0.37; 2049-50: -0.37
6BL | Deployable Output before forecast changes | Input | Ml/d | 2 | 2021-22: 77.25; 2022-23: 77.25; 2023-24: 77.25; 2024-25: 77.25; 2025-26: 77.25; 2026-27: 77.25; 2027-28: 77.25; 2028-29: 77.25; 2029-30: 77.25; 2030-31: 77.25; 2031-32: 77.25; 2032-33: 77.25; 2033-34: 77.25; 2034-35: 77.25; 2035-36: 77.25; 2036-37: 77.25; 2037-38: 77.25; 2038-39: 77.25; 2039-40: 77.25; 2040-41: 77.25; 2041-42: 77.25; 2042-43: 77.25; 2043-44: 77.25; 2044-45: 77.25; 2045-46: 77.25; 2046-47: 77.25; 2047-48: 77.25; 2048-49: 77.25; 2049-50: 77.25
6.1BL | Deployable Output post forecast changes | 6BL + 7BL | Ml/d | 2 | 2019-20: 0; 2020-21: 0; 2021-22: 76.45; 2022-23: 76.45; 2023-24: 76.45; 2024-25: 76.45; 2025-26: 76.45; 2026-27: 76.43; 2027-28: 76.43; 2028-29: 76.43; 2029-30: 76.43; 2030-31: 72.4; 2031-32: 72.4; 2032-33: 70.4; 2033-34: 70.4; 2034-35: 70.4; 2035-36: 70.4; 2036-37: 70.4; 2037-38: 70.4; 2038-39: 70.4; 2039-40: 70.4; 2040-41: 52.73; 2041-42: 52.73; 2042-43: 52.73; 2043-44: 52.73; 2044-45: 52.73; 2045-46: 35.05; 2046-47: 35.05; 2047-48: 35.05; 2048-49: 35.05; 2049-50: 35.05
7BL | Baseline forecast changes to Deployable Output | sum (7.1BL:7.6BL) | Ml/d | 2 | 2019-20: 0; 2020-21: 0; 2021-22: -0.8; 2022-23: -0.8; 2023-24: -0.8; 2024-25: -0.8; 2025-26: -0.8; 2026-27: -0.82; 2027-28: -0.82; 2028-29: -0.82; 2029-30: -0.82; 2030-31: -4.85; 2031-32: -4.85; 2032-33: -6.85; 2033-34: -6.85; 2034-35: -6.85; 2035-36: -6.85; 2036-37: -6.85; 2037-38: -6.85; 2038-39: -6.85; 2039-40: -6.85; 2040-41: -24.52; 2041-42: -24.52; 2042-43: -24.52; 2043-44: -24.52; 2044-45: -24.52; 2045-46: -42.2; 2046-47: -42.2; 2047-48: -42.2; 2048-49: -42.2; 2049-50: -42.2
7.1BL | Change in DO due to climate change | Input | Ml/d | 2 | 2021-22: 0; 2022-23: 0; 2023-24: 0; 2024-25: 0; 2025-26: 0; 2026-27: 0; 2027-28: 0; 2028-29: 0; 2029-30: 0; 2030-31: 0; 2031-32: 0; 2032-33: 0; 2033-34: 0; 2034-35: 0; 2035-36: 0; 2036-37: 0; 2037-38: 0; 2038-39: 0; 2039-40: 0; 2040-41: 0; 2041-42: 0; 2042-43: 0; 2043-44: 0; 2044-45: 0; 2045-46: 0; 2046-47: 0; 2047-48: 0; 2048-49: 0; 2049-50: 0
7.2BL | Total confirmed DO reductions to restore sustainable abstraction enter as -ve | Input | Ml/d | 2 | 2021-22: -0.8; 2022-23: -0.8; 2023-24: -0.8; 2024-25: -0.8; 2025-26: -0.8; 2026-27: -0.82; 2027-28: -0.82; 2028-29: -0.82; 2029-30: -0.82; 2030-31: -4.85; 2031-32: -4.85; 2032-33: -6.85; 2033-34: -6.85; 2034-35: -6.85; 2035-36: -6.85; 2036-37: -6.85; 2037-38: -6.85; 2038-39: -6.85; 2039-40: -6.85; 2040-41: -6.85; 2041-42: -6.85; 2042-43: -6.85; 2043-44: -6.85; 2044-45: -6.85; 2045-46: -6.85; 2046-47: -6.85; 2047-48: -6.85; 2048-49: -6.85; 2049-50: -6.85
7.3BL | Total additional DO reductions for Environmental Destination (excl. any confirmed reductions) enter as -ve | Input | Ml/d | 2 | 2021-22: 0; 2022-23: 0; 2023-24: 0; 2024-25: 0; 2025-26: 0; 2026-27: 0; 2027-28: 0; 2028-29: 0; 2029-30: 0; 2030-31: 0; 2031-32: 0; 2032-33: 0; 2033-34: 0; 2034-35: 0; 2035-36: 0; 2036-37: 0; 2037-38: 0; 2038-39: 0; 2039-40: 0; 2040-41: -17.67; 2041-42: -17.67; 2042-43: -17.67; 2043-44: -17.67; 2044-45: -17.67; 2045-46: -35.35; 2046-47: -35.35; 2047-48: -35.35; 2048-49: -35.35; 2049-50: -35.35
7.4BL | Change in DO from prolonged Outage reduction enter as -ve | Input | Ml/d | 2 | 2021-22: 0; 2022-23: 0; 2023-24: 0; 2024-25: 0; 2025-26: 0; 2026-27: 0; 2027-28: 0; 2028-29: 0; 2029-30: 0; 2030-31: 0; 2031-32: 0; 2032-33: 0; 2033-34: 0; 2034-35: 0; 2035-36: 0; 2036-37: 0; 2037-38: 0; 2038-39: 0; 2039-40: 0; 2040-41: 0; 2041-42: 0; 2042-43: 0; 2043-44: 0; 2044-45: 0; 2045-46: 0; 2046-47: 0; 2047-48: 0; 2048-49: 0; 2049-50: 0
7.5BL | Change in DO from drought measures | Zero for baseline | Ml/d | 2 | 2021-22: 0; 2022-23: 0; 2023-24: 0; 2024-25: 0; 2025-26: 0; 2026-27: 0; 2027-28: 0; 2028-29: 0; 2029-30: 0; 2030-31: 0; 2031-32: 0; 2032-33: 0; 2033-34: 0; 2034-35: 0; 2035-36: 0; 2036-37: 0; 2037-38: 0; 2038-39: 0; 2039-40: 0; 2040-41: 0; 2041-42: 0; 2042-43: 0; 2043-44: 0; 2044-45: 0; 2045-46: 0; 2046-47: 0; 2047-48: 0; 2048-49: 0; 2049-50: 0
7.6BL | Total other changes to DO (e.g. nitrates/operational decline) | Input | Ml/d | 2 | 2021-22: 0; 2022-23: 0; 2023-24: 0; 2024-25: 0; 2025-26: 0; 2026-27: 0; 2027-28: 0; 2028-29: 0; 2029-30: 0; 2030-31: 0; 2031-32: 0; 2032-33: 0; 2033-34: 0; 2034-35: 0; 2035-36: 0; 2036-37: 0; 2037-38: 0; 2038-39: 0; 2039-40: 0; 2040-41: 0; 2041-42: 0; 2042-43: 0; 2043-44: 0; 2044-45: 0; 2045-46: 0; 2046-47: 0; 2047-48: 0; 2048-49: 0; 2049-50: 0
8BL | Raw water losses, treatment works losses and operational use | Input | Ml/d | 2 | 2021-22: 8.75; 2022-23: 8.75; 2023-24: 8.75; 2024-25: 8.75; 2025-26: 8.75; 2026-27: 8.62; 2027-28: 8.62; 2028-29: 8.62; 2029-30: 8.62; 2030-31: 8.38; 2031-32: 8.38; 2032-33: 8.23; 2033-34: 8.23; 2034-35: 8.23; 2035-36: 8.23; 2036-37: 8.23; 2037-38: 8.23; 2038-39: 8.23; 2039-40: 8.23; 2040-41: 5.86; 2041-42: 5.86; 2042-43: 5.86; 2043-44: 5.86; 2044-45: 5.86; 2045-46: 3.49; 2046-47: 3.49; 2047-48: 3.49; 2048-49: 3.49; 2049-50: 3.49
9BL | Total Outage Allowance | Input | Ml/d | 2 | 2021-22: 8.83; 2022-23: 8.83; 2023-24: 8.83; 2024-25: 8.83; 2025-26: 8.83; 2026-27: 8.83; 2027-28: 8.83; 2028-29: 8.83; 2029-30: 8.83; 2030-31: 8.83; 2031-32: 8.83; 2032-33: 8.83; 2033-34: 8.83; 2034-35: 8.83; 2035-36: 8.83; 2036-37: 8.83; 2037-38: 8.83; 2038-39: 8.83; 2039-40: 8.83; 2040-41: 8.83; 2041-42: 8.83; 2042-43: 8.83; 2043-44: 8.83; 2044-45: 8.83; 2045-46: 8.83; 2046-47: 8.83; 2047-48: 8.83; 2048-49: 8.83; 2049-50: 8.83
10BL | Water Available For Use (own sources) | (6BL + 7BL) - (8BL + 9BL) | Ml/d | 2 | 2019-20: 0; 2020-21: 0; 2021-22: 58.87; 2022-23: 58.87; 2023-24: 58.87; 2024-25: 58.87; 2025-26: 58.87; 2026-27: 58.98; 2027-28: 58.98; 2028-29: 58.98; 2029-30: 58.98; 2030-31: 55.19; 2031-32: 55.19; 2032-33: 53.34; 2033-34: 53.34; 2034-35: 53.34; 2035-36: 53.34; 2036-37: 53.34; 2037-38: 53.34; 2038-39: 53.34; 2039-40: 53.34; 2040-41: 38.04; 2041-42: 38.04; 2042-43: 38.04; 2043-44: 38.04; 2044-45: 38.04; 2045-46: 22.73; 2046-47: 22.73; 2047-48: 22.73; 2048-49: 22.73; 2049-50: 22.73
11BL | Total Water Available For Use | 10BL + sum (2BL:5BL) | Ml/d | 2 | 2019-20: 0; 2020-21: 0; 2021-22: 56.47; 2022-23: 56.47; 2023-24: 56.47; 2024-25: 56.47; 2025-26: 56.47; 2026-27: 56.58; 2027-28: 56.58; 2028-29: 56.58; 2029-30: 56.58; 2030-31: 53.34; 2031-32: 53.34; 2032-33: 51.49; 2033-34: 51.49; 2034-35: 51.49; 2035-36: 51.49; 2036-37: 51.49; 2037-38: 51.49; 2038-39: 51.49; 2039-40: 51.49; 2040-41: 36.99; 2041-42: 36.99; 2042-43: 36.99; 2043-44: 36.99; 2044-45: 36.99; 2045-46: 21.68; 2046-47: 21.68; 2047-48: 21.68; 2048-49: 21.68; 2049-50: 21.68
12BL | Water delivered measured non-household | Input | Ml/d | 2 | 2021-22: 10.6565; 2022-23: 11.8788; 2023-24: 13.2479; 2024-25: 13.9971; 2025-26: 14.6693; 2026-27: 14.882; 2027-28: 17.0159; 2028-29: 17.0658; 2029-30: 17.1113; 2030-31: 17.1677; 2031-32: 17.2193; 2032-33: 17.2706; 2033-34: 17.3215; 2034-35: 17.372; 2035-36: 17.4195; 2036-37: 17.4653; 2037-38: 17.5105; 2038-39: 17.5549; 2039-40: 17.599; 2040-41: 17.643; 2041-42: 17.6858; 2042-43: 17.7278; 2043-44: 17.769; 2044-45: 17.8092; 2045-46: 17.8486; 2046-47: 17.8873; 2047-48: 17.9253; 2048-49: 17.9626; 2049-50: 17.9994
12.1BL | Non-potable water consumption (if applicable) | Input | Ml/d | 2
13BL | Water delivered unmeasured non-household | Input | Ml/d | 2 | 2021-22: 0.058634; 2022-23: 0.0605; 2023-24: 0.059693; 2024-25: 0.03594; 2025-26: 0.016844; 2026-27: 0.016438; 2027-28: 0.016031; 2028-29: 0.015625; 2029-30: 0.015218; 2030-31: 0.014812; 2031-32: 0.014405; 2032-33: 0.013999; 2033-34: 0.013592; 2034-35: 0.013592; 2035-36: 0.013592; 2036-37: 0.013592; 2037-38: 0.013592; 2038-39: 0.013592; 2039-40: 0.013592; 2040-41: 0.013592; 2041-42: 0.013592; 2042-43: 0.013592; 2043-44: 0.013592; 2044-45: 0.013592; 2045-46: 0.013592; 2046-47: 0.013592; 2047-48: 0.013592; 2048-49: 0.013592; 2049-50: 0.013592
14BL | Water delivered measured household | Input | Ml/d | 2 | 2021-22: 17.7981; 2022-23: 17.5809; 2023-24: 17.5633; 2024-25: 17.8254; 2025-26: 18.5831; 2026-27: 19.3133; 2027-28: 19.6329; 2028-29: 19.9357; 2029-30: 20.2087; 2030-31: 20.4185; 2031-32: 20.5719; 2032-33: 20.7256; 2033-34: 20.8782; 2034-35: 21.0438; 2035-36: 21.1992; 2036-37: 21.3588; 2037-38: 21.5178; 2038-39: 21.6867; 2039-40: 21.8634; 2040-41: 22.0086; 2041-42: 22.1812; 2042-43: 22.3584; 2043-44: 22.5337; 2044-45: 22.7073; 2045-46: 22.8744; 2046-47: 23.0431; 2047-48: 23.2091; 2048-49: 23.3754; 2049-50: 23.537
15BL | Water delivered unmeasured household | Input | Ml/d | 2 | 2021-22: 14.1976; 2022-23: 13.4949; 2023-24: 13.3646; 2024-25: 12.7702; 2025-26: 11.7753; 2026-27: 10.9998; 2027-28: 10.7043; 2028-29: 10.4107; 2029-30: 10.1182; 2030-31: 9.9198; 2031-32: 9.818; 2032-33: 9.7182; 2033-34: 9.6194; 2034-35: 9.5221; 2035-36: 9.4332; 2036-37: 9.3458; 2037-38: 9.2591; 2038-39: 9.1755; 2039-40: 9.0926; 2040-41: 9.0101; 2041-42: 8.9292; 2042-43: 8.8537; 2043-44: 8.7829; 2044-45: 8.7135; 2045-46: 8.6448; 2046-47: 8.5792; 2047-48: 8.5141; 2048-49: 8.4503; 2049-50: 8.3853
16BL | Percentage of consumption driven by climate change | Input | % | 1 | 2021-22: 0%; 2022-23: 0.7866%; 2023-24: 0.1956%; 2024-25: 0.1872%; 2025-26: 0.1566%; 2026-27: 0.2456%; 2027-28: 0.2451%; 2028-29: 0.2614%; 2029-30: 0.2776%; 2030-31: 0.2877%; 2031-32: 0.3038%; 2032-33: 0.3197%; 2033-34: 0.3354%; 2034-35: 0.3451%; 2035-36: 0.3605%; 2036-37: 0.3759%; 2037-38: 0.3853%; 2038-39: 0.4004%; 2039-40: 0.4155%; 2040-41: 0.4245%; 2041-42: 0.4398%; 2042-43: 0.4528%; 2043-44: 0.4657%; 2044-45: 0.4786%; 2045-46: 0.4913%; 2046-47: 0.504%; 2047-48: 0.5165%; 2048-49: 0.529%; 2049-50: 0.5414%
17BL | Volume of consumption driven by climate change | 16BL * (12BL + sum(13BL:15BL) - sum (23BL:26BL)) | Ml/d | 2 | 2019-20: 0; 2020-21: 0; 2021-22: 0; 2022-23: 0.3313; 2023-24: 0.084813; 2024-25: 0.081966; 2025-26: 0.069256; 2026-27: 0.10901; 2027-28: 0.11407; 2028-29: 0.12183; 2029-30: 0.12946; 2030-31: 0.13434; 2031-32: 0.14215; 2032-33: 0.14991; 2033-34: 0.15761; 2034-35: 0.16258; 2035-36: 0.17026; 2036-37: 0.17794; 2037-38: 0.18284; 2038-39: 0.19053; 2039-40: 0.19825; 2040-41: 0.20301; 2041-42: 0.21088; 2042-43: 0.21776; 2043-44: 0.22465; 2044-45: 0.23153; 2045-46: 0.23834; 2046-47: 0.24518; 2047-48: 0.25199; 2048-49: 0.25881; 2049-50: 0.26557
18BL | Measured Household - PCC | ((14BL - 25BL) * 1,000,000) / (39BL *1,000) | l/h/d | 1 | 2019-20: #DIV/0!; 2020-21: #DIV/0!; 2021-22: 132.9136; 2022-23: 128.944; 2023-24: 125.7969; 2024-25: 123.8859; 2025-26: 122.6507; 2026-27: 122.1275; 2027-28: 121.8634; 2028-29: 121.6021; 2029-30: 121.3434; 2030-31: 121.154; 2031-32: 121.0539; 2032-33: 120.9781; 2033-34: 120.8914; 2034-35: 120.8214; 2035-36: 120.7219; 2036-37: 120.6708; 2037-38: 120.6282; 2038-39: 120.6075; 2039-40: 120.5607; 2040-41: 120.334; 2041-42: 120.2792; 2042-43: 120.2571; 2043-44: 120.2279; 2044-45: 120.2021; 2045-46: 120.172; 2046-47: 120.1746; 2047-48: 120.1615; 2048-49: 120.1454; 2049-50: 120.116
19BL | Unmeasured Household - PCC | ((15BL - 26BL) * 1,000,000) / (40BL *1,000) | l/h/d | 1 | 2019-20: #DIV/0!; 2020-21: #DIV/0!; 2021-22: 153.0122; 2022-23: 146.5962; 2023-24: 147.4844; 2024-25: 145.1959; 2025-26: 143.4335; 2026-27: 143.0961; 2027-28: 142.771; 2028-29: 142.4469; 2029-30: 142.1096; 2030-31: 141.9193; 2031-32: 141.9196; 2032-33: 141.9239; 2033-34: 141.9184; 2034-35: 141.9136; 2035-36: 142.0117; 2036-37: 142.1116; 2037-38: 142.1989; 2038-39: 142.3144; 2039-40: 142.4175; 2040-41: 142.5031; 2041-42: 142.5918; 2042-43: 142.7451; 2043-44: 142.9543; 2044-45: 143.1677; 2045-46: 143.3704; 2046-47: 143.6057; 2047-48: 143.8301; 2048-49: 144.0578; 2049-50: 144.2443
20BL | Average Household - PCC | (((14BL - 25BL) + (15BL - 26BL)) * 1,000,000) / ((39BL + 40BL) *1,000) | l/h/d | 1 | 2019-20: #DIV/0!; 2020-21: #DIV/0!; 2021-22: 141.1341; 2022-23: 136.0496; 2023-24: 134.3259; 2024-25: 131.9649; 2025-26: 129.9541; 2026-27: 128.9906; 2027-28: 128.5081; 2028-29: 128.0345; 2029-30: 127.5681; 2030-31: 127.2468; 2031-32: 127.095; 2032-33: 126.9628; 2033-34: 126.8205; 2034-35: 126.6887; 2035-36: 126.5655; 2036-37: 126.4787; 2037-38: 126.3953; 2038-39: 126.3344; 2039-40: 126.2488; 2040-41: 126.0251; 2041-42: 125.9302; 2042-43: 125.8767; 2043-44: 125.8317; 2044-45: 125.7904; 2045-46: 125.7443; 2046-47: 125.7313; 2047-48: 125.7035; 2048-49: 125.6737; 2049-50: 125.6244
21BL | Water taken unbilled | Input | Ml/d | 2 | 2021-22: 1.0979; 2022-23: 1.0896; 2023-24: 1.089; 2024-25: 1.0889; 2025-26: 1.0898; 2026-27: 1.0894; 2027-28: 1.089; 2028-29: 1.0886; 2029-30: 1.0882; 2030-31: 1.0879; 2031-32: 1.0876; 2032-33: 1.0872; 2033-34: 1.0869; 2034-35: 1.0866; 2035-36: 1.0862; 2036-37: 1.0859; 2037-38: 1.0856; 2038-39: 1.0852; 2039-40: 1.0849; 2040-41: 1.0846; 2041-42: 1.0843; 2042-43: 1.084; 2043-44: 1.0837; 2044-45: 1.0834; 2045-46: 1.0831; 2046-47: 1.0828; 2047-48: 1.0825; 2048-49: 1.0822; 2049-50: 1.0819
22BL | Distribution system operational use | Input | Ml/d | 2 | 2021-22: 0.71365; 2022-23: 0.71365; 2023-24: 0.71365; 2024-25: 0.71365; 2025-26: 0.71365; 2026-27: 0.71365; 2027-28: 0.71365; 2028-29: 0.71365; 2029-30: 0.71365; 2030-31: 0.71365; 2031-32: 0.71365; 2032-33: 0.71365; 2033-34: 0.71365; 2034-35: 0.71365; 2035-36: 0.71365; 2036-37: 0.71365; 2037-38: 0.71365; 2038-39: 0.71365; 2039-40: 0.71365; 2040-41: 0.71365; 2041-42: 0.71365; 2042-43: 0.71365; 2043-44: 0.71365; 2044-45: 0.71365; 2045-46: 0.71365; 2046-47: 0.71365; 2047-48: 0.71365; 2048-49: 0.71365; 2049-50: 0.71365
23BL | Measured Non Household - USPL | Input | Ml/d | 2 | 2021-22: 0.031941; 2022-23: 0.040252; 2023-24: 0.03887; 2024-25: 0.038091; 2025-26: 0.039203; 2026-27: 0.039378; 2027-28: 0.039553; 2028-29: 0.039728; 2029-30: 0.039903; 2030-31: 0.040078; 2031-32: 0.040253; 2032-33: 0.040428; 2033-34: 0.040603; 2034-35: 0.040778; 2035-36: 0.040953; 2036-37: 0.041128; 2037-38: 0.041303; 2038-39: 0.041478; 2039-40: 0.041653; 2040-41: 0.041828; 2041-42: 0.042003; 2042-43: 0.042178; 2043-44: 0.042353; 2044-45: 0.042528; 2045-46: 0.042703; 2046-47: 0.042878; 2047-48: 0.043053; 2048-49: 0.043228; 2049-50: 0.043403
24BL | Unmeasured Non Household - USPL | Input | Ml/d | 2 | 2021-22: 0.0029136; 2022-23: 0.0029391; 2023-24: 0.0027918; 2024-25: 0.0016156; 2025-26: 0.00075718; 2026-27: 0.00073891; 2027-28: 0.00072064; 2028-29: 0.00070237; 2029-30: 0.00068409; 2030-31: 0.00066582; 2031-32: 0.00064755; 2032-33: 0.00062928; 2033-34: 0.000611; 2034-35: 0.000611; 2035-36: 0.000611; 2036-37: 0.000611; 2037-38: 0.000611; 2038-39: 0.000611; 2039-40: 0.000611; 2040-41: 0.000611; 2041-42: 0.000611; 2042-43: 0.000611; 2043-44: 0.000611; 2044-45: 0.000611; 2045-46: 0.000611; 2046-47: 0.000611; 2047-48: 0.000611; 2048-49: 0.000611; 2049-50: 0.000611
25BL | Measured Household - USPL | Input | Ml/d | 2 | 2021-22: 0.39965; 2022-23: 0.46832; 2023-24: 0.45995; 2024-25: 0.45605; 2025-26: 0.48238; 2026-27: 0.50448; 2027-28: 0.51359; 2028-29: 0.5222; 2029-30: 0.53031; 2030-31: 0.53618; 2031-32: 0.5399; 2032-33: 0.54359; 2033-34: 0.54725; 2034-35: 0.55087; 2035-36: 0.55446; 2036-37: 0.55802; 2037-38: 0.56154; 2038-39: 0.56502; 2039-40: 0.5684; 2040-41: 0.57174; 2041-42: 0.57505; 2042-43: 0.57832; 2043-44: 0.58157; 2044-45: 0.58477; 2045-46: 0.58794; 2046-47: 0.59108; 2047-48: 0.59418; 2048-49: 0.59724; 2049-50: 0.60027
26BL | Unmeasured Household - USPL | Input | Ml/d | 2 | 2021-22: 0.33595; 2022-23: 0.38728; 2023-24: 0.36744; 2024-25: 0.3398; 2025-26: 0.30625; 2026-27: 0.27698; 2027-28: 0.26894; 2028-29: 0.26091; 2029-30: 0.2529; 2030-31: 0.24856; 2031-32: 0.24789; 2032-33: 0.24724; 2033-34: 0.24659; 2034-35: 0.24596; 2035-36: 0.24535; 2036-37: 0.24473; 2037-38: 0.24411; 2038-39: 0.2435; 2039-40: 0.24289; 2040-41: 0.24229; 2041-42: 0.24167; 2042-43: 0.24105; 2043-44: 0.24044; 2044-45: 0.23982; 2045-46: 0.2392; 2046-47: 0.23859; 2047-48: 0.23797; 2048-49: 0.23735; 2049-50: 0.23674
27BL | Void Properties - USPL | Input | Ml/d | 2 | 2021-22: 0.05123; 2022-23: 0.05958; 2023-24: 0.06015; 2024-25: 0.060283; 2025-26: 0.059388; 2026-27: 0.059802; 2027-28: 0.060213; 2028-29: 0.060585; 2029-30: 0.060919; 2030-31: 0.061251; 2031-32: 0.061592; 2032-33: 0.061931; 2033-34: 0.062267; 2034-35: 0.062603; 2035-36: 0.062937; 2036-37: 0.063268; 2037-38: 0.063596; 2038-39: 0.063921; 2039-40: 0.064241; 2040-41: 0.064557; 2041-42: 0.06487; 2042-43: 0.065181; 2043-44: 0.065488; 2044-45: 0.065793; 2045-46: 0.066095; 2046-47: 0.066394; 2047-48: 0.066691; 2048-49: 0.066984; 2049-50: 0.067274
28BL | Distribution losses | Input | Ml/d | 2 | 2021-22: 1.8924; 2022-23: 2.0527; 2023-24: 1.9641; 2024-25: 1.8797; 2025-26: 1.8876; 2026-27: 1.8942; 2027-28: 1.8926; 2028-29: 1.8914; 2029-30: 1.8908; 2030-31: 1.8888; 2031-32: 1.8853; 2032-33: 1.8817; 2033-34: 1.8782; 2034-35: 1.8747; 2035-36: 1.8713; 2036-37: 1.8678; 2037-38: 1.8644; 2038-39: 1.861; 2039-40: 1.8578; 2040-41: 1.8545; 2041-42: 1.8514; 2042-43: 1.8482; 2043-44: 1.8451; 2044-45: 1.842; 2045-46: 1.839; 2046-47: 1.836; 2047-48: 1.8331; 2048-49: 1.8301; 2049-50: 1.8273
29BL | Total Leakage | sum (23BL:28BL) | Ml/d | 2 | 2019-20: 0; 2020-21: 0; 2021-22: 2.7141; 2022-23: 3.0111; 2023-24: 2.8933; 2024-25: 2.7756; 2025-26: 2.7756; 2026-27: 2.7756; 2027-28: 2.7756; 2028-29: 2.7756; 2029-30: 2.7756; 2030-31: 2.7756; 2031-32: 2.7756; 2032-33: 2.7756; 2033-34: 2.7756; 2034-35: 2.7756; 2035-36: 2.7756; 2036-37: 2.7756; 2037-38: 2.7756; 2038-39: 2.7756; 2039-40: 2.7756; 2040-41: 2.7756; 2041-42: 2.7756; 2042-43: 2.7756; 2043-44: 2.7756; 2044-45: 2.7756; 2045-46: 2.7756; 2046-47: 2.7756; 2047-48: 2.7756; 2048-49: 2.7756; 2049-50: 2.7756
30BL | Leakage/property | (29BL * 1,000,000) / (36BL * 1,000) | l/prop/d | 2 | 2019-20: #DIV/0!; 2020-21: #DIV/0!; 2021-22: 26.1724; 2022-23: 28.9025; 2023-24: 27.4465; 2024-25: 26.051; 2025-26: 25.7716; 2026-27: 25.5256; 2027-28: 25.3188; 2028-29: 25.1363; 2029-30: 24.9766; 2030-31: 24.825; 2031-32: 24.6765; 2032-33: 24.5311; 2033-34: 24.3885; 2034-35: 24.2484; 2035-36: 24.1109; 2036-37: 23.9763; 2037-38: 23.8445; 2038-39: 23.7156; 2039-40: 23.5907; 2040-41: 23.4685; 2041-42: 23.349; 2042-43: 23.232; 2043-44: 23.1173; 2044-45: 23.005; 2045-46: 22.895; 2046-47: 22.7873; 2047-48: 22.6818; 2048-49: 22.5786; 2049-50: 22.4777
31BL | Measured Non Household - properties | Input | 000's | 2 | 2021-22: 5.909; 2022-23: 6.0497; 2023-24: 6.0798; 2024-25: 6.2107; 2025-26: 6.3921; 2026-27: 6.4206; 2027-28: 6.4491; 2028-29: 6.4777; 2029-30: 6.5062; 2030-31: 6.5347; 2031-32: 6.5633; 2032-33: 6.5918; 2033-34: 6.6203; 2034-35: 6.6489; 2035-36: 6.6774; 2036-37: 6.7059; 2037-38: 6.7345; 2038-39: 6.763; 2039-40: 6.7915; 2040-41: 6.8201; 2041-42: 6.8486; 2042-43: 6.8772; 2043-44: 6.9057; 2044-45: 6.9342; 2045-46: 6.9628; 2046-47: 6.9913; 2047-48: 7.0198; 2048-49: 7.0484; 2049-50: 7.0769; 2099-101: 8.5036
32BL | Unmeasured Non Household - properties | Input | 000's | 2 | 2021-22: 0.199; 2022-23: 0.20557; 2023-24: 0.20322; 2024-25: 0.12259; 2025-26: 0.057454; 2026-27: 0.056067; 2027-28: 0.054681; 2028-29: 0.053294; 2029-30: 0.051908; 2030-31: 0.050521; 2031-32: 0.049135; 2032-33: 0.047748; 2033-34: 0.046362; 2034-35: 0.046362; 2035-36: 0.046362; 2036-37: 0.046362; 2037-38: 0.046362; 2038-39: 0.046362; 2039-40: 0.046362; 2040-41: 0.046362; 2041-42: 0.046362; 2042-43: 0.046362; 2043-44: 0.046362; 2044-45: 0.046362; 2045-46: 0.046362; 2046-47: 0.046362; 2047-48: 0.046362; 2048-49: 0.046362; 2049-50: 0.046362; 2099-101: 0.046362
33BL | All void non-households - properties | Input | 000's | 2 | 2021-22: 1.199; 2022-23: 1.0715; 2023-24: 1.0751; 2024-25: 1.0561; 2025-26: 0.97118; 2026-27: 0.97533; 2027-28: 0.97947; 2028-29: 0.98362; 2029-30: 0.98777; 2030-31: 0.99192; 2031-32: 0.99607; 2032-33: 1.0002; 2033-34: 1.0044; 2034-35: 1.0087; 2035-36: 1.013; 2036-37: 1.0173; 2037-38: 1.0216; 2038-39: 1.0259; 2039-40: 1.0302; 2040-41: 1.0345; 2041-42: 1.0388; 2042-43: 1.0431; 2043-44: 1.0474; 2044-45: 1.0517; 2045-46: 1.056; 2046-47: 1.0603; 2047-48: 1.0646; 2048-49: 1.0689; 2049-50: 1.0732; 2099-101: 1.2883
34BL | Measured households - properties (excl. void) | Year before + sum (34.1BL:34.6BL) | 000's | 2 | 2021-22: 66.096; 2022-23: 66.8266; 2023-24: 68.3388; 2024-25: 70.3693; 2025-26: 74.0136; 2026-27: 77.218; 2027-28: 78.6612; 2028-29: 80.0138; 2029-30: 81.2783; 2030-31: 82.2367; 2031-32: 82.9101; 2032-33: 83.5768; 2033-34: 84.2371; 2034-35: 84.8914; 2035-36: 85.54; 2036-37: 86.1821; 2037-38: 86.818; 2038-39: 87.4473; 2039-40: 88.0627; 2040-41: 88.6714; 2041-42: 89.2737; 2042-43: 89.8699; 2043-44: 90.4601; 2044-45: 91.044; 2045-46: 91.6215; 2046-47: 92.1928; 2047-48: 92.7576; 2048-49: 93.3153; 2049-50: 93.8661
34.1BL | New build properties - properties | Input (new builds in each year) | 000's | 2 | 2021-22: 0.427; 2022-23: 0.48689; 2023-24: 1.2296; 2024-25: 1.1195; 2025-26: 1.1504; 2026-27: 1.0327; 2027-28: 0.88167; 2028-29: 0.78833; 2029-30: 0.69919; 2030-31: 0.67067; 2031-32: 0.66396; 2032-33: 0.65699; 2033-34: 0.65042; 2034-35: 0.64425; 2035-36: 0.63837; 2036-37: 0.63164; 2037-38: 0.62536; 2038-39: 0.61843; 2039-40: 0.61192; 2040-41: 0.6049; 2041-42: 0.59845; 2042-43: 0.59205; 2043-44: 0.58593; 2044-45: 0.5794; 2045-46: 0.57284; 2046-47: 0.56638; 2047-48: 0.55974; 2048-49: 0.55243; 2049-50: 0.54531
34.2BL | Meter optants - properties | Input (meter optants in each year) | 000's | 2 | 2021-22: 0; 2022-23: 0.27817; 2023-24: 0.338; 2024-25: 0.9835; 2025-26: 2.6174; 2026-27: 2.28; 2027-28: 0.61622; 2028-29: 0.61622; 2029-30: 0.61622; 2030-31: 0.32929; 2031-32: 0.042365; 2032-33: 0.042365; 2033-34: 0.042365; 2034-35: 0.042365; 2035-36: 0.042365; 2036-37: 0.042365; 2037-38: 0.042365; 2038-39: 0.042365; 2039-40: 0.042365; 2040-41: 0.042365; 2041-42: 0.042365; 2042-43: 0.042365; 2043-44: 0.042365; 2044-45: 0.042365; 2045-46: 0.042365; 2046-47: 0.042365; 2047-48: 0.042365; 2048-49: 0.042365; 2049-50: 0.042365
34.3BL | Compulsory metering - properties | Input (compulsory meters in each year) | 000's | 2 | 2021-22: 0; 2022-23: 0; 2023-24: 0; 2024-25: 0; 2025-26: 0; 2026-27: 0.003; 2027-28: 0.003; 2028-29: 0.003; 2029-30: 0.003; 2030-31: 0.003; 2031-32: 0.003; 2032-33: 0.003; 2033-34: 0.003; 2034-35: 0.003; 2035-36: 0.003; 2036-37: 0.003; 2037-38: 0.003; 2038-39: 0.003; 2039-40: 0.003; 2040-41: 0.003; 2041-42: 0.003; 2042-43: 0.003; 2043-44: 0.003; 2044-45: 0.003; 2045-46: 0.003; 2046-47: 0.003; 2047-48: 0.003; 2048-49: 0.003; 2049-50: 0.003
34.4BL | Metering on change of occupancy - properties | Input (change of occupancy meters in each year) | 000's | 2 | 2021-22: 0; 2022-23: 0; 2023-24: 0; 2024-25: 0; 2025-26: 0; 2026-27: 0; 2027-28: 0; 2028-29: 0; 2029-30: 0; 2030-31: 0; 2031-32: 0; 2032-33: 0; 2033-34: 0; 2034-35: 0; 2035-36: 0; 2036-37: 0; 2037-38: 0; 2038-39: 0; 2039-40: 0; 2040-41: 0; 2041-42: 0; 2042-43: 0; 2043-44: 0; 2044-45: 0; 2045-46: 0; 2046-47: 0; 2047-48: 0; 2048-49: 0; 2049-50: 0
34.5BL | Selective metering - properties | Input (selective meters in each year) | 000's | 2 | 2021-22: 0; 2022-23: 0.001155; 2023-24: 0.00231; 2024-25: 0.001155; 2025-26: 0.0015; 2026-27: 0.003; 2027-28: 0.003; 2028-29: 0.003; 2029-30: 0.003; 2030-31: 0.003; 2031-32: 0.003; 2032-33: 0.003; 2033-34: 0.003; 2034-35: 0.003; 2035-36: 0.003; 2036-37: 0.003; 2037-38: 0.003; 2038-39: 0.003; 2039-40: 0.003; 2040-41: 0.003; 2041-42: 0.003; 2042-43: 0.003; 2043-44: 0.003; 2044-45: 0.003; 2045-46: 0.003; 2046-47: 0.003; 2047-48: 0.003; 2048-49: 0.003; 2049-50: 0.003
34.6BL | Other changes to existing metering - properties | Input (other changes to meters in each year) | 000's | 2 | 2021-22: 0; 2022-23: -0.035588; 2023-24: -0.057711; 2024-25: -0.073583; 2025-26: -0.12508; 2026-27: -0.11432; 2027-28: -0.060619; 2028-29: -0.058005; 2029-30: -0.056895; 2030-31: -0.047562; 2031-32: -0.03889; 2032-33: -0.038689; 2033-34: -0.038495; 2034-35: -0.038311; 2035-36: -0.038137; 2036-37: -0.037937; 2037-38: -0.037754; 2038-39: -0.037554; 2039-40: -0.044833; 2040-41: -0.044627; 2041-42: -0.044442; 2042-43: -0.044256; 2043-44: -0.044074; 2044-45: -0.043881; 2045-46: -0.043688; 2046-47: -0.043499; 2047-48: -0.043306; 2048-49: -0.043093; 2049-50: -0.042884
34.7BL | Measured household void properties | Input | 000's | 2 | 2021-22: 2.014; 2022-23: 2.038; 2023-24: 2.0842; 2024-25: 2.1462; 2025-26: 2.2574; 2026-27: 2.3549; 2027-28: 2.3986; 2028-29: 2.4398; 2029-30: 2.4783; 2030-31: 2.5074; 2031-32: 2.5279; 2032-33: 2.5482; 2033-34: 2.5683; 2034-35: 2.5882; 2035-36: 2.6079; 2036-37: 2.6275; 2037-38: 2.6468; 2038-39: 2.666; 2039-40: 2.6847; 2040-41: 2.7032; 2041-42: 2.7215; 2042-43: 2.7397; 2043-44: 2.7576; 2044-45: 2.7754; 2045-46: 2.793; 2046-47: 2.8104; 2047-48: 2.8276; 2048-49: 2.8446; 2049-50: 2.8613
35BL | Unmeasured households - properties (excl. void) | Input | 000's | 2 | 2021-22: 27.367; 2022-23: 27.0878; 2023-24: 26.7459; 2024-25: 25.7832; 2025-26: 23.2379; 2026-27: 21.0166; 2027-28: 20.4066; 2028-29: 19.7976; 2029-30: 19.1896; 2030-31: 18.8602; 2031-32: 18.8096; 2032-33: 18.7598; 2033-34: 18.7111; 2034-35: 18.6633; 2035-36: 18.6165; 2036-37: 18.5697; 2037-38: 18.5229; 2038-39: 18.4761; 2039-40: 18.4302; 2040-41: 18.3844; 2041-42: 18.3376; 2042-43: 18.2908; 2043-44: 18.244; 2044-45: 18.1971; 2045-46: 18.1503; 2046-47: 18.1035; 2047-48: 18.0567; 2048-49: 18.0099; 2049-50: 17.9631
35.1BL | Unmeasured household void properties | Input | 000's | 2 | 2021-22: 0.915; 2022-23: 0.90086; 2023-24: 0.88945; 2024-25: 0.85549; 2025-26: 0.7689; 2026-27: 0.69518; 2027-28: 0.67492; 2028-29: 0.65469; 2029-30: 0.63449; 2030-31: 0.62355; 2031-32: 0.62187; 2032-33: 0.62022; 2033-34: 0.6186; 2034-35: 0.61702; 2035-36: 0.61546; 2036-37: 0.61391; 2037-38: 0.61235; 2038-39: 0.6108; 2039-40: 0.60927; 2040-41: 0.60775; 2041-42: 0.60619; 2042-43: 0.60464; 2043-44: 0.60308; 2044-45: 0.60152; 2045-46: 0.59997; 2046-47: 0.59841; 2047-48: 0.59686; 2048-49: 0.5953; 2049-50: 0.59374
36BL | Total Resource Zone Properties (incl. voids) | sum (31BL:34BL) + 34.7BL + 35BL + 35.1BL | 000's | 2 | 2019-20: 0; 2020-21: 0; 2021-22: 103.699; 2022-23: 104.1801; 2023-24: 105.4164; 2024-25: 106.5437; 2025-26: 107.6985; 2026-27: 108.7366; 2027-28: 109.6247; 2028-29: 110.4205; 2029-30: 111.1265; 2030-31: 111.8051; 2031-32: 112.478; 2032-33: 113.1448; 2033-34: 113.8061; 2034-35: 114.4638; 2035-36: 115.1166; 2036-37: 115.7627; 2037-38: 116.4025; 2038-39: 117.0354; 2039-40: 117.655; 2040-41: 118.2676; 2041-42: 118.8728; 2042-43: 119.4716; 2043-44: 120.0643; 2044-45: 120.6504; 2045-46: 121.23; 2046-47: 121.8031; 2047-48: 122.3695; 2048-49: 122.9287; 2049-50: 123.4807
37BL | Measured Non Household - Population | Input | 000's | 2 | 2021-22: 2.9168; 2022-23: 2.9608; 2023-24: 3.0027; 2024-25: 3.0373; 2025-26: 3.0667; 2026-27: 3.108; 2027-28: 3.1565; 2028-29: 3.2044; 2029-30: 3.2484; 2030-31: 3.2888; 2031-32: 3.3509; 2032-33: 3.4128; 2033-34: 3.4591; 2034-35: 3.4922; 2035-36: 3.5218; 2036-37: 3.5496; 2037-38: 3.5809; 2038-39: 3.6153; 2039-40: 3.6489; 2040-41: 3.6849; 2041-42: 3.7265; 2042-43: 3.7731; 2043-44: 3.8247; 2044-45: 3.8756; 2045-46: 3.9314; 2046-47: 3.9891; 2047-48: 4.0471; 2048-49: 4.1066; 2049-50: 4.163
38BL | Unmeasured Non Household - Population | Input | 000's | 2 | 2021-22: 0; 2022-23: 0; 2023-24: 0; 2024-25: 0; 2025-26: 0; 2026-27: 0; 2027-28: 0; 2028-29: 0; 2029-30: 0; 2030-31: 0; 2031-32: 0; 2032-33: 0; 2033-34: 0; 2034-35: 0; 2035-36: 0; 2036-37: 0; 2037-38: 0; 2038-39: 0; 2039-40: 0; 2040-41: 0; 2041-42: 0; 2042-43: 0; 2043-44: 0; 2044-45: 0; 2045-46: 0; 2046-47: 0; 2047-48: 0; 2048-49: 0; 2049-50: 0
39BL | Measured Household - Population | Input | 000's | 2 | 2021-22: 130.9006; 2022-23: 132.7131; 2023-24: 135.9599; 2024-25: 140.2042; 2025-26: 147.5793; 2026-27: 154.0099; 2027-28: 156.8915; 2028-29: 159.6475; 2029-30: 162.1708; 2030-31: 164.1075; 2031-32: 165.4802; 2032-33: 166.8235; 2033-34: 168.1752; 2034-35: 169.613; 2035-36: 171.0111; 2036-37: 172.3763; 2037-38: 173.7263; 2038-39: 175.1277; 2039-40: 176.6328; 2040-41: 178.1445; 2041-42: 179.6337; 2042-43: 181.1124; 2043-44: 182.5875; 2044-45: 184.0443; 2045-46: 185.4547; 2046-47: 186.828; 2047-48: 188.204; 2048-49: 189.5881; 2049-50: 190.9549
40BL | Unmeasured Household - Population | Input | 000's | 2 | 2021-22: 90.5921; 2022-23: 89.4133; 2023-24: 88.1258; 2024-25: 85.6109; 2025-26: 79.9606; 2026-27: 74.9343; 2027-28: 73.0915; 2028-29: 71.2532; 2029-30: 69.4201; 2030-31: 68.1457; 2031-32: 67.4337; 2032-33: 66.7329; 2033-34: 66.0433; 2034-35: 65.3648; 2035-36: 64.6977; 2036-37: 64.0418; 2037-38: 63.3968; 2038-39: 62.7625; 2039-40: 62.1391; 2040-41: 61.5269; 2041-42: 60.9259; 2042-43: 60.3357; 2043-44: 59.7563; 2044-45: 59.1873; 2045-46: 58.6286; 2046-47: 58.0799; 2047-48: 57.5408; 2048-49: 57.0114; 2049-50: 56.4913
41BL | Total Resource Zone Population | sum (37BL:40BL) | 000's | 2 | 2019-20: 0; 2020-21: 0; 2021-22: 224.4095; 2022-23: 225.0872; 2023-24: 227.0884; 2024-25: 228.8524; 2025-26: 230.6066; 2026-27: 232.0522; 2027-28: 233.1395; 2028-29: 234.105; 2029-30: 234.8393; 2030-31: 235.542; 2031-32: 236.2648; 2032-33: 236.9691; 2033-34: 237.6776; 2034-35: 238.4699; 2035-36: 239.2306; 2036-37: 239.9676; 2037-38: 240.704; 2038-39: 241.5055; 2039-40: 242.4208; 2040-41: 243.3563; 2041-42: 244.2861; 2042-43: 245.2213; 2043-44: 246.1685; 2044-45: 247.1072; 2045-46: 248.0147; 2046-47: 248.897; 2047-48: 249.7919; 2048-49: 250.7061; 2049-50: 251.6092
42BL | Average household occupancy rate (excl. voids) | (39BL + 40BL) / (34BL + 35BL) | h/prop | 1 | 2019-20: #DIV/0!; 2020-21: #DIV/0!; 2021-22: 2.3698; 2022-23: 2.3652; 2023-24: 2.3567; 2024-25: 2.3485; 2025-26: 2.3397; 2026-27: 2.3306; 2027-28: 2.3215; 2028-29: 2.3134; 2029-30: 2.3051; 2030-31: 2.2973; 2031-32: 2.2898; 2032-33: 2.2822; 2033-34: 2.2751; 2034-35: 2.2691; 2035-36: 2.263; 2036-37: 2.2569; 2037-38: 2.251; 2038-39: 2.2459; 2039-40: 2.2421; 2040-41: 2.2388; 2041-42: 2.2354; 2042-43: 2.2323; 2043-44: 2.2294; 2044-45: 2.2266; 2045-46: 2.2236; 2046-47: 2.2205; 2047-48: 2.2176; 2048-49: 2.2151; 2049-50: 2.2127
43BL | Total Household Metering penetration (excl. voids) | 34BL / (34BL + 35BL) | % | 1 | 2019-20: #DIV/0!; 2020-21: #DIV/0!; 2021-22: 70.72%; 2022-23: 71.16%; 2023-24: 71.87%; 2024-25: 73.19%; 2025-26: 76.11%; 2026-27: 78.61%; 2027-28: 79.4%; 2028-29: 80.16%; 2029-30: 80.9%; 2030-31: 81.34%; 2031-32: 81.51%; 2032-33: 81.67%; 2033-34: 81.82%; 2034-35: 81.98%; 2035-36: 82.13%; 2036-37: 82.27%; 2037-38: 82.42%; 2038-39: 82.56%; 2039-40: 82.69%; 2040-41: 82.83%; 2041-42: 82.96%; 2042-43: 83.09%; 2043-44: 83.22%; 2044-45: 83.34%; 2045-46: 83.47%; 2046-47: 83.59%; 2047-48: 83.71%; 2048-49: 83.82%; 2049-50: 83.94%
44BL | Total Household Metering penetration (incl. voids) | (34BL) / (34BL + 34.7BL + 35BL + 35.1BL) | % | 1 | 2019-20: #DIV/0!; 2020-21: #DIV/0!; 2021-22: 68.57%; 2022-23: 69%; 2023-24: 69.69%; 2024-25: 70.97%; 2025-26: 73.81%; 2026-27: 76.24%; 2027-28: 77.01%; 2028-29: 77.75%; 2029-30: 78.47%; 2030-31: 78.9%; 2031-32: 79.06%; 2032-33: 79.22%; 2033-34: 79.37%; 2034-35: 79.52%; 2035-36: 79.66%; 2036-37: 79.8%; 2037-38: 79.94%; 2038-39: 80.08%; 2039-40: 80.21%; 2040-41: 80.34%; 2041-42: 80.47%; 2042-43: 80.6%; 2043-44: 80.72%; 2044-45: 80.84%; 2045-46: 80.96%; 2046-47: 81.08%; 2047-48: 81.2%; 2048-49: 81.31%; 2049-50: 81.42%
45BL | Distribution input | sum (12BL:15BL) +21BL + 22BL + 27BL + 28BL | Ml/d | 2 | 2019-20: 0; 2020-21: 0; 2021-22: 46.4661; 2022-23: 46.9307; 2023-24: 48.0624; 2024-25: 48.3712; 2025-26: 48.795; 2026-27: 48.9686; 2027-28: 51.1245; 2028-29: 51.182; 2029-30: 51.207; 2030-31: 51.2723; 2031-32: 51.3717; 2032-33: 51.473; 2033-34: 51.5737; 2034-35: 51.689; 2035-36: 51.7996; 2036-37: 51.9142; 2037-38: 52.0282; 2038-39: 52.1546; 2039-40: 52.2891; 2040-41: 52.3926; 2041-42: 52.524; 2042-43: 52.6645; 2043-44: 52.807; 2044-45: 52.9485; 2045-46: 53.0833; 2046-47: 53.222; 2047-48: 53.3579; 2048-49: 53.4949; 2049-50: 53.6253
46BL | Target headroom (climate change component) | Input | Ml/d | 2 | 2021-22: 0.03903; 2022-23: 0.27807; 2023-24: 0.090015; 2024-25: 0.1454; 2025-26: 0.014519; 2026-27: 0.15981; 2027-28: 0.08868; 2028-29: 0.15714; 2029-30: 0.14695; 2030-31: 0.14812; 2031-32: 0.13505; 2032-33: 0.15063; 2033-34: 0.14682; 2034-35: 0.15896; 2035-36: 0.16012; 2036-37: 0.17333; 2037-38: 0.16991; 2038-39: 0.18124; 2039-40: 0.18856; 2040-41: 0.19684; 2041-42: 0.19748; 2042-43: 0.21518; 2043-44: 0.21488; 2044-45: 0.22545; 2045-46: 0.22524; 2046-47: 0.2384; 2047-48: 0.23845; 2048-49: 0.247; 2049-50: 0.25551
47BL | Target headroom (All other components) | Input | Ml/d | 2 | 2021-22: 1.9629; 2022-23: 1.9522; 2023-24: 2.0181; 2024-25: 1.9464; 2025-26: 2.033; 2026-27: 1.6238; 2027-28: 1.3989; 2028-29: 1.2305; 2029-30: 1.143; 2030-31: 1.0219; 2031-32: 0.9705; 2032-33: 0.92568; 2033-34: 0.877; 2034-35: 0.84397; 2035-36: 0.80152; 2036-37: 0.76656; 2037-38: 0.7379; 2038-39: 0.70347; 2039-40: 0.6768; 2040-41: 0.64878; 2041-42: 0.62341; 2042-43: 0.58755; 2043-44: 0.56801; 2044-45: 0.54042; 2045-46: 0.52071; 2046-47: 0.49677; 2047-48: 0.45374; 2048-49: 0.44911; 2049-50: 0.43176
48BL | Target Headroom | 46BL + 47BL | Ml/d | 2 | 2019-20: 0; 2020-21: 0; 2021-22: 2.002; 2022-23: 2.2302; 2023-24: 2.1081; 2024-25: 2.0918; 2025-26: 2.0475; 2026-27: 1.7837; 2027-28: 1.4876; 2028-29: 1.3876; 2029-30: 1.2899; 2030-31: 1.17; 2031-32: 1.1055; 2032-33: 1.0763; 2033-34: 1.0238; 2034-35: 1.0029; 2035-36: 0.96163; 2036-37: 0.93989; 2037-38: 0.90782; 2038-39: 0.88471; 2039-40: 0.86535; 2040-41: 0.84562; 2041-42: 0.82089; 2042-43: 0.80273; 2043-44: 0.78289; 2044-45: 0.76586; 2045-46: 0.74595; 2046-47: 0.73517; 2047-48: 0.69219; 2048-49: 0.69611; 2049-50: 0.68727
49BL | Available Headroom | 11BL - 45BL | Ml/d | 2 | 2019-20: 0; 2020-21: 0; 2021-22: 10.0039; 2022-23: 9.5393; 2023-24: 8.4076; 2024-25: 8.0988; 2025-26: 7.675; 2026-27: 7.6114; 2027-28: 5.4555; 2028-29: 5.398; 2029-30: 5.373; 2030-31: 2.0677; 2031-32: 1.9683; 2032-33: 0.017028; 2033-34: -0.083746; 2034-35: -0.19898; 2035-36: -0.30957; 2036-37: -0.42416; 2037-38: -0.53819; 2038-39: -0.66461; 2039-40: -0.79915; 2040-41: -15.4026; 2041-42: -15.534; 2042-43: -15.6745; 2043-44: -15.817; 2044-45: -15.9585; 2045-46: -31.4033; 2046-47: -31.542; 2047-48: -31.6779; 2048-49: -31.8149; 2049-50: -31.9453
49.1BL | Available non-potable balance (if applicable) | 1.1BL -12.1BL | Ml/d | 2 | 2019-20: 0; 2020-21: 0; 2021-22: 0; 2022-23: 0; 2023-24: 0; 2024-25: 0; 2025-26: 0; 2026-27: 0; 2027-28: 0; 2028-29: 0; 2029-30: 0; 2030-31: 0; 2031-32: 0; 2032-33: 0; 2033-34: 0; 2034-35: 0; 2035-36: 0; 2036-37: 0; 2037-38: 0; 2038-39: 0; 2039-40: 0; 2040-41: 0; 2041-42: 0; 2042-43: 0; 2043-44: 0; 2044-45: 0; 2045-46: 0; 2046-47: 0; 2047-48: 0; 2048-49: 0; 2049-50: 0
50BL | Supply Demand Balance | 49BL - 48BL | Ml/d | 2 | 2019-20: 0; 2020-21: 0; 2021-22: 8.002; 2022-23: 7.3091; 2023-24: 6.2995; 2024-25: 6.007; 2025-26: 5.6276; 2026-27: 5.8278; 2027-28: 3.968; 2028-29: 4.0103; 2029-30: 4.0831; 2030-31: 0.89763; 2031-32: 0.86271; 2032-33: -1.0593; 2033-34: -1.1076; 2034-35: -1.2019; 2035-36: -1.2712; 2036-37: -1.3641; 2037-38: -1.446; 2038-39: -1.5493; 2039-40: -1.6645; 2040-41: -16.2482; 2041-42: -16.3549; 2042-43: -16.4772; 2043-44: -16.5999; 2044-45: -16.7244; 2045-46: -32.1492; 2046-47: -32.2771; 2047-48: -32.3701; 2048-49: -32.511; 2049-50: -32.6326
Table 3b: DYAA - Final plan Options | Back to top of sheet
WRMP24 reference | Option type | Cat ID | Unit | Decimal places | 2019-20 | 2020-21 | 2021-22 | 2022-23 | 2023-24 | 2024-25 | 2025-26 | 2026-27 | 2027-28 | 2028-29 | 2029-30 | 2030-31 | 2031-32 | 2032-33 | 2033-34 | 2034-35 | 2035-36 | 2036-37 | 2037-38 | 2038-39 | 2039-40 | 2040-41 | 2041-42 | 2042-43 | 2043-44 | 2044-45 | 2045-46 | 2046-47 | 2047-48 | 2048-49 | 2049-50 | 2050-51 | 2051-52 | 2052-53 | 2053-54 | 2054-55 | 2055-56 | 2056-57 | 2057-58 | 2058-59 | 2059-60 | 2060-61 | 2061-62 | 2062-63 | 2063-64 | 2064-65 | 2065-66 | 2066-67 | 2067-68 | 2068-69 | 2069-70 | 2070-71 | 2071-72 | 2072-73 | 2073-74 | 2074-75 | 2075-76 | 2076-77 | 2077-78 | 2078-79 | 2079-80 | 2080-81 | 2081-82 | 2082-83 | 2083-84 | 2084-85 | 2085-86 | 2086-87 | 2087-88 | 2088-89 | 2089-90 | 2090-91 | 2091-92 | 2092-93 | 2093-94 | 2094-95 | 2095-96 | 2096-97 | 2097-98 | 2098-99 | 2099-100 | 2099-101
1.11FP | Non potable supplies input reductions as -ve and increases as +ve | RSNPS | Ml/d | 2 | 2021-22: 0; 2022-23: 0; 2023-24: 0; 2024-25: 0; 2025-26: 0; 2026-27: 0; 2027-28: 0; 2028-29: 0; 2029-30: 0; 2030-31: 0; 2031-32: 0; 2032-33: 0; 2033-34: 0; 2034-35: 0; 2035-36: 0; 2036-37: 0; 2037-38: 0; 2038-39: 0; 2039-40: 0; 2040-41: 0; 2041-42: 0; 2042-43: 0; 2043-44: 0; 2044-45: 0; 2045-46: 0; 2046-47: 0; 2047-48: 0; 2048-49: 0; 2049-50: 0
2.1FP | Raw water imports input reductions as -ve | RSRWI | Ml/d | 2 | 2021-22: 0; 2022-23: 0; 2023-24: 0; 2024-25: 0; 2025-26: 0; 2026-27: 0; 2027-28: 0; 2028-29: 0; 2029-30: 0; 2030-31: 0; 2031-32: 0; 2032-33: 0; 2033-34: 0; 2034-35: 0; 2035-36: 0; 2036-37: 0; 2037-38: 0; 2038-39: 0; 2039-40: 0; 2040-41: 0; 2041-42: 0; 2042-43: 0; 2043-44: 0; 2044-45: 0; 2045-46: 0; 2046-47: 0; 2047-48: 0; 2048-49: 0; 2049-50: 0
3.1FP | Potable water imports input reductions as -ve | RSPWI | Ml/d | 2 | 2021-22: 0; 2022-23: 0; 2023-24: 0; 2024-25: 0; 2025-26: 0; 2026-27: -0.65682; 2027-28: -0.61906; 2028-29: 0; 2029-30: 0; 2030-31: 0; 2031-32: 0; 2032-33: 0; 2033-34: 0; 2034-35: 0; 2035-36: 0; 2036-37: 0; 2037-38: 0; 2038-39: 0; 2039-40: 0; 2040-41: 0; 2041-42: 0; 2042-43: 0; 2043-44: 0; 2044-45: 0; 2045-46: 0; 2046-47: 0; 2047-48: 0; 2048-49: 0; 2049-50: 0
4.1FP | Raw water exports input reductions as +ve and increases as -ve | RSRWE | Ml/d | 2 | 2021-22: 0; 2022-23: 0; 2023-24: 0; 2024-25: 0; 2025-26: 0; 2026-27: 0; 2027-28: 0; 2028-29: 0; 2029-30: 0; 2030-31: 0; 2031-32: 0; 2032-33: 0; 2033-34: 0; 2034-35: 0; 2035-36: 0; 2036-37: 0; 2037-38: 0; 2038-39: 0; 2039-40: 0; 2040-41: 0; 2041-42: 0; 2042-43: 0; 2043-44: 0; 2044-45: 0; 2045-46: 0; 2046-47: 0; 2047-48: 0; 2048-49: 0; 2049-50: 0
5.1FP | Potable water exports input reductions as +ve and increases as -ve | RSPWE | Ml/d | 2 | 2021-22: 0; 2022-23: 0; 2023-24: 0; 2024-25: 0; 2025-26: 0; 2026-27: 0; 2027-28: 0; 2028-29: -2.549; 2029-30: -2.3853; 2030-31: -4.1572; 2031-32: -3.8429; 2032-33: -9.7867; 2033-34: -9.6434; 2034-35: -9.4725; 2035-36: -9.3665; 2036-37: -9.2886; 2037-38: -9.2044; 2038-39: -9.1591; 2039-40: -9.1059; 2040-41: -10.6044; 2041-42: -10.544; 2042-43: -10.4747; 2043-44: -10.4435; 2044-45: -10.4348; 2045-46: -11.8945; 2046-47: -11.895; 2047-48: -11.8934; 2048-49: -11.9125; 2049-50: -11.9166
6.2FP | DO benefit from increase raw water abstractions | RSRWA | Ml/d | 2 | 2021-22: 0; 2022-23: 0; 2023-24: 0; 2024-25: 0; 2025-26: 0; 2026-27: 0; 2027-28: 0; 2028-29: 0; 2029-30: 0; 2030-31: 0; 2031-32: 0; 2032-33: 0; 2033-34: 0; 2034-35: 0; 2035-36: 0; 2036-37: 0; 2037-38: 0; 2038-39: 0; 2039-40: 0; 2040-41: 0; 2041-42: 0; 2042-43: 0; 2043-44: 0; 2044-45: 0; 2045-46: 0; 2046-47: 0; 2047-48: 0; 2048-49: 0; 2049-50: 0
6.3FP | Other options to increase deployable output | RSIPO | Ml/d | 2 | 2021-22: 0; 2022-23: 0; 2023-24: 0; 2024-25: 0; 2025-26: 0; 2026-27: 0; 2027-28: 0; 2028-29: 0; 2029-30: 0; 2030-31: 1; 2031-32: 1; 2032-33: 12; 2033-34: 12; 2034-35: 12; 2035-36: 12; 2036-37: 12; 2037-38: 12; 2038-39: 12; 2039-40: 12; 2040-41: 31.9; 2041-42: 31.9; 2042-43: 31.9; 2043-44: 31.9; 2044-45: 31.9; 2045-46: 31.9; 2046-47: 31.9; 2047-48: 31.9; 2048-49: 31.9; 2049-50: 31.9
7.01FP | DO benefit from supply side drought measures | RSDPS | Ml/d | 2 | 2021-22: 0; 2022-23: 0; 2023-24: 0; 2024-25: 0; 2025-26: 0; 2026-27: 0; 2027-28: 0; 2028-29: 0; 2029-30: 0; 2030-31: 0; 2031-32: 0; 2032-33: 0; 2033-34: 0; 2034-35: 0; 2035-36: 0; 2036-37: 0; 2037-38: 0; 2038-39: 0; 2039-40: 0; 2040-41: 0; 2041-42: 0; 2042-43: 0; 2043-44: 0; 2044-45: 0; 2045-46: 0; 2046-47: 0; 2047-48: 0; 2048-49: 0; 2049-50: 0
7.02FP | Benefit from demand side drought measures | RSDPD | Ml/d | 2 | 2021-22: 3.5005; 2022-23: 3.3745; 2023-24: 3.3592; 2024-25: 3.3113; 2025-26: 3.2076; 2026-27: 3.0983; 2027-28: 2.906; 2028-29: 2.7169; 2029-30: 2.5889; 2030-31: 2.5427; 2031-32: 2.5267; 2032-33: 2.4997; 2033-34: 2.4666; 2034-35: 2.4456; 2035-36: 2.43; 2036-37: 2.4149; 2037-38: 2.4; 2038-39: 2.3863; 2039-40: 2.3734; 2040-41: 2.358; 2041-42: 2.3452; 2042-43: 2.3336; 2043-44: 2.3319; 2044-45: 2.3303; 2045-46: 2.3286; 2046-47: 2.3274; 2047-48: 2.326; 2048-49: 2.3248; 2049-50: 2.3231
8.1FP | Reduce raw water losses and operational use input as -ve | 0 | Ml/d | 2 | 2021-22: 0; 2022-23: 0; 2023-24: 0; 2024-25: 0; 2025-26: 0; 2026-27: 0; 2027-28: 0; 2028-29: 0; 2029-30: 0; 2030-31: 0; 2031-32: 0; 2032-33: 0; 2033-34: 0; 2034-35: 0; 2035-36: 0; 2036-37: 0; 2037-38: 0; 2038-39: 0; 2039-40: 0; 2040-41: 0; 2041-42: 0; 2042-43: 0; 2043-44: 0; 2044-45: 0; 2045-46: 0; 2046-47: 0; 2047-48: 0; 2048-49: 0; 2049-50: 0
8.2FP | Reduce treatment works losses input as -ve | PSTWL | Ml/d | 2 | 2021-22: 0; 2022-23: 0; 2023-24: 0; 2024-25: 0; 2025-26: 0; 2026-27: 0; 2027-28: 0; 2028-29: 0; 2029-30: 0; 2030-31: 0; 2031-32: 0; 2032-33: 0; 2033-34: 0; 2034-35: 0; 2035-36: 0; 2036-37: 0; 2037-38: 0; 2038-39: 0; 2039-40: 0; 2040-41: 0; 2041-42: 0; 2042-43: 0; 2043-44: 0; 2044-45: 0; 2045-46: 0; 2046-47: 0; 2047-48: 0; 2048-49: 0; 2049-50: 0
9.1FP | Reduce outages input as -ve | PSROU | Ml/d | 2 | 2021-22: 0; 2022-23: 0; 2023-24: 0; 2024-25: 0; 2025-26: 0; 2026-27: 0; 2027-28: 0; 2028-29: 0; 2029-30: -2.15; 2030-31: -2.15; 2031-32: -2.15; 2032-33: -2.15; 2033-34: -2.15; 2034-35: -2.15; 2035-36: -2.15; 2036-37: -2.15; 2037-38: -2.15; 2038-39: -2.15; 2039-40: -2.15; 2040-41: -2.15; 2041-42: -2.15; 2042-43: -2.15; 2043-44: -2.15; 2044-45: -2.15; 2045-46: -2.15; 2046-47: -2.15; 2047-48: -2.15; 2048-49: -2.15; 2049-50: -2.15
12.2FP | Change volume delivered to measured non households input reductions as -ve, line to include both measured non-household consumption and USPL options | CVMNH | Ml/d | 2 | 2021-22: 0; 2022-23: 0; 2023-24: 0; 2024-25: 0; 2025-26: -0.063459; 2026-27: -0.12692; 2027-28: -0.19038; 2028-29: -0.25384; 2029-30: -0.3173; 2030-31: -0.45328; 2031-32: -0.58926; 2032-33: -0.72524; 2033-34: -0.86122; 2034-35: -0.9972; 2035-36: -1.1235; 2036-37: -1.2498; 2037-38: -1.3761; 2038-39: -1.3762; 2039-40: -1.3762; 2040-41: -1.3763; 2041-42: -1.3763; 2042-43: -1.3764; 2043-44: -1.3764; 2044-45: -1.3765; 2045-46: -1.3765; 2046-47: -1.3766; 2047-48: -1.3766; 2048-49: -1.3767; 2049-50: -1.3767
13.1FP | Change volume delivered to unmeasured non households input reductions as -ve, line to include both unmeasured non-household consumption and USPL options | CVUNH | Ml/d | 2 | 2021-22: 0; 2022-23: 0; 2023-24: 0; 2024-25: 0; 2025-26: -7.6859e-06; 2026-27: -1.5001e-05; 2027-28: -2.1945e-05; 2028-29: -2.8518e-05; 2029-30: -3.472e-05; 2030-31: -4.0551e-05; 2031-32: -4.6011e-05; 2032-33: -5.11e-05; 2033-34: -5.5818e-05; 2034-35: -6.202e-05; 2035-36: -6.8222e-05; 2036-37: -7.4424e-05; 2037-38: -8.0626e-05; 2038-39: -8.6828e-05; 2039-40: -9.3031e-05; 2040-41: -9.9233e-05; 2041-42: -0.00010543; 2042-43: -0.00011164; 2043-44: -0.00011784; 2044-45: -0.00012404; 2045-46: -0.00013024; 2046-47: -0.00013644; 2047-48: -0.00014265; 2048-49: -0.00014885; 2049-50: -0.00015505
14.1FP | Change volume delivered to measured households input reductions as -ve, line to include both measured household consumption and USPL options | CVMHH | Ml/d | 2 | 2021-22: 0; 2022-23: 0; 2023-24: 0; 2024-25: 0; 2025-26: -0.26678; 2026-27: 0.18743; 2027-28: 1.5618; 2028-29: 3.8554; 2029-30: 5.4158; 2030-31: 5.6895; 2031-32: 5.3831; 2032-33: 4.9636; 2033-34: 4.4826; 2034-35: 4.1135; 2035-36: 3.8102; 2036-37: 3.51; 2037-38: 3.2117; 2038-39: 2.9157; 2039-40: 2.6188; 2040-41: 2.3277; 2041-42: 2.0352; 2042-43: 1.7494; 2043-44: 1.5655; 2044-45: 1.3833; 2045-46: 1.2056; 2046-47: 1.0317; 2047-48: 0.85835; 2048-49: 0.68606; 2049-50: 0.51268
15.1FP | Change volume delivered to unmeasured households input reductions as -ve, line to include both unmeasured household consumption and USPL options | CVUHH | Ml/d | 2 | 2021-22: 0; 2022-23: 0; 2023-24: 0; 2024-25: 0; 2025-26: -0.18808; 2026-27: -1.1719; 2027-28: -3.6749; 2028-29: -6.8458; 2029-30: -8.9573; 2030-31: -9.4917; 2031-32: -9.4008; 2032-33: -9.3116; 2033-34: -9.2243; 2034-35: -9.1385; 2035-36: -9.0611; 2036-37: -8.9875; 2037-38: -8.9141; 2038-39: -8.8435; 2039-40: -8.7732; 2040-41: -8.7029; 2041-42: -8.6339; 2042-43: -8.5697; 2043-44: -8.5086; 2044-45: -8.4488; 2045-46: -8.3892; 2046-47: -8.3325; 2047-48: -8.2761; 2048-49: -8.2208; 2049-50: -8.1642
21.1FP | Options to reduce water taken unbilled input as -ve | CSWTU | Ml/d | 2 | 2021-22: 0; 2022-23: 0; 2023-24: 0; 2024-25: 0; 2025-26: 0.00013839; 2026-27: 0.00030223; 2027-28: 0.0003851; 2028-29: 0.00049995; 2029-30: 0.00059336; 2030-31: 0.00064157; 2031-32: 0.00065298; 2032-33: 0.00065134; 2033-34: 0.00064971; 2034-35: 0.00064807; 2035-36: 0.00064654; 2036-37: 0.0006451; 2037-38: 0.00064367; 2038-39: 0.00064224; 2039-40: 0.0006408; 2040-41: 0.00063945; 2041-42: 0.00063819; 2042-43: 0.00063693; 2043-44: 0.00063567; 2044-45: 0.00063441; 2045-46: 0.00063314; 2046-47: 0.00063188; 2047-48: 0.00063062; 2048-49: 0.00062936; 2049-50: 0.0006281
22.1FP | Reduce distribution system operational use (DSOU) input as -ve | DSDOU | Ml/d | 2 | 2021-22: 0; 2022-23: 0; 2023-24: 0; 2024-25: 0; 2025-26: 0; 2026-27: 0; 2027-28: 0; 2028-29: 0; 2029-30: 0; 2030-31: 0; 2031-32: 0; 2032-33: 0; 2033-34: 0; 2034-35: 0; 2035-36: 0; 2036-37: 0; 2037-38: 0; 2038-39: 0; 2039-40: 0; 2040-41: 0; 2041-42: 0; 2042-43: 0; 2043-44: 0; 2044-45: 0; 2045-46: 0; 2046-47: 0; 2047-48: 0; 2048-49: 0; 2049-50: 0
23.1FP | Options impacting on measured Non Household - USPL input reductions as -ve | CUMNH | Ml/d | 2 | 2021-22: 0; 2022-23: 0; 2023-24: 0; 2024-25: 0; 2025-26: -0.00039794; 2026-27: -0.00079942; 2027-28: -0.0012045; 2028-29: -0.0016131; 2029-30: -0.0020252; 2030-31: -0.0024409; 2031-32: -0.0028602; 2032-33: -0.003283; 2033-34: -0.0037093; 2034-35: -0.0041392; 2035-36: -0.0045727; 2036-37: -0.0050097; 2037-38: -0.0054503; 2038-39: -0.0058944; 2039-40: -0.0063421; 2040-41: -0.0067933; 2041-42: -0.0072481; 2042-43: -0.0077064; 2043-44: -0.0081683; 2044-45: -0.0086338; 2045-46: -0.0091028; 2046-47: -0.0095753; 2047-48: -0.010051; 2048-49: -0.010531; 2049-50: -0.011014
24.1FP | Options impacting on unmeasured Non Household - USPL input reductions as -ve | CUUNH | Ml/d | 2 | 2021-22: 0; 2022-23: 0; 2023-24: 0; 2024-25: 0; 2025-26: -7.6859e-06; 2026-27: -1.5001e-05; 2027-28: -2.1945e-05; 2028-29: -2.8518e-05; 2029-30: -3.472e-05; 2030-31: -4.0551e-05; 2031-32: -4.6011e-05; 2032-33: -5.11e-05; 2033-34: -5.5818e-05; 2034-35: -6.202e-05; 2035-36: -6.8222e-05; 2036-37: -7.4424e-05; 2037-38: -8.0626e-05; 2038-39: -8.6828e-05; 2039-40: -9.3031e-05; 2040-41: -9.9233e-05; 2041-42: -0.00010543; 2042-43: -0.00011164; 2043-44: -0.00011784; 2044-45: -0.00012404; 2045-46: -0.00013024; 2046-47: -0.00013644; 2047-48: -0.00014265; 2048-49: -0.00014885; 2049-50: -0.00015505
25.1FP | Options impacting on measured Household - USPL input reductions as -ve | CUMHH | Ml/d | 2 | 2021-22: 0; 2022-23: 0; 2023-24: 0; 2024-25: 0; 2025-26: -0.010979; 2026-27: -0.013785; 2027-28: 0.0068137; 2028-29: 0.035758; 2029-30: 0.052469; 2030-31: 0.051509; 2031-32: 0.044604; 2032-33: 0.037623; 2033-34: 0.030576; 2034-35: 0.023464; 2035-36: 0.016316; 2036-37: 0.0091303; 2037-38: 0.0018825; 2038-39: -0.0054264; 2039-40: -0.012785; 2040-41: -0.020201; 2041-42: -0.027673; 2042-43: -0.035201; 2043-44: -0.042784; 2044-45: -0.05042; 2045-46: -0.058109; 2046-47: -0.065849; 2047-48: -0.07364; 2048-49: -0.081478; 2049-50: -0.089364
26.1FP | Options impacting on unmeasured Household - USPL input reductions as -ve | CUUHH | Ml/d | 2 | 2021-22: 0; 2022-23: 0; 2023-24: 0; 2024-25: 0; 2025-26: 0.0038468; 2026-27: -0.013314; 2027-28: -0.079938; 2028-29: -0.16649; 2029-30: -0.22413; 2030-31: -0.2388; 2031-32: -0.23833; 2032-33: -0.23785; 2033-34: -0.23737; 2034-35: -0.23689; 2035-36: -0.23647; 2036-37: -0.23611; 2037-38: -0.23575; 2038-39: -0.23538; 2039-40: -0.23502; 2040-41: -0.23464; 2041-42: -0.23427; 2042-43: -0.23389; 2043-44: -0.2335; 2044-45: -0.23312; 2045-46: -0.23273; 2046-47: -0.23233; 2047-48: -0.23193; 2048-49: -0.23153; 2049-50: -0.23113
27.1FP | Options impacting on Void properties - USPL input reductions as -ve | CUVPP | Ml/d | 2 | 2021-22: 0; 2022-23: 0; 2023-24: 0; 2024-25: 0; 2025-26: -0.00013839; 2026-27: -0.00030223; 2027-28: -0.0003851; 2028-29: -0.00049995; 2029-30: -0.00059336; 2030-31: -0.00064157; 2031-32: -0.00065298; 2032-33: -0.00065134; 2033-34: -0.00064971; 2034-35: -0.00064807; 2035-36: -0.00064654; 2036-37: -0.0006451; 2037-38: -0.00064367; 2038-39: -0.00064224; 2039-40: -0.0006408; 2040-41: -0.00063945; 2041-42: -0.00063819; 2042-43: -0.00063693; 2043-44: -0.00063567; 2044-45: -0.00063441; 2045-46: -0.00063314; 2046-47: -0.00063188; 2047-48: -0.00063062; 2048-49: -0.00062936; 2049-50: -0.0006281
28.1FP | Reduce distribution losses input as -ve | DSRDL | Ml/d | 2 | 2021-22: 0; 2022-23: 0; 2023-24: 0; 2024-25: 0; 2025-26: -0.020497; 2026-27: -0.028131; 2027-28: -0.0097855; 2028-29: 0.020179; 2029-30: 0.033449; 2030-31: 0.021373; 2031-32: 6.9544e-05; 2032-33: -0.021177; 2033-34: -0.042355; 2034-35: -0.063463; 2035-36: -0.084468; 2036-37: -0.10537; 2037-38: -0.12622; 2038-39: -0.147; 2039-40: -0.16773; 2040-41: -0.1884; 2041-42: -0.20902; 2042-43: -0.22958; 2043-44: -0.25009; 2044-45: -0.27054; 2045-46: -0.29094; 2046-47: -0.3113; 2047-48: -0.3316; 2048-49: -0.35185; 2049-50: -0.37205
Table 3c: DYAA - Final plan | Back to top of sheet
WRMP24 reference | Component | Derivation | Unit | Decimal places | 2019-20 | 2020-21 | 2021-22 | 2022-23 | 2023-24 | 2024-25 | 2025-26 | 2026-27 | 2027-28 | 2028-29 | 2029-30 | 2030-31 | 2031-32 | 2032-33 | 2033-34 | 2034-35 | 2035-36 | 2036-37 | 2037-38 | 2038-39 | 2039-40 | 2040-41 | 2041-42 | 2042-43 | 2043-44 | 2044-45 | 2045-46 | 2046-47 | 2047-48 | 2048-49 | 2049-50 | 2050-51 | 2051-52 | 2052-53 | 2053-54 | 2054-55 | 2055-56 | 2056-57 | 2057-58 | 2058-59 | 2059-60 | 2060-61 | 2061-62 | 2062-63 | 2063-64 | 2064-65 | 2065-66 | 2066-67 | 2067-68 | 2068-69 | 2069-70 | 2070-71 | 2071-72 | 2072-73 | 2073-74 | 2074-75 | 2075-76 | 2076-77 | 2077-78 | 2078-79 | 2079-80 | 2080-81 | 2081-82 | 2082-83 | 2083-84 | 2084-85 | 2085-86 | 2086-87 | 2087-88 | 2088-89 | 2089-90 | 2090-91 | 2091-92 | 2092-93 | 2093-94 | 2094-95 | 2095-96 | 2096-97 | 2097-98 | 2098-99 | 2099-100 | 2099-101
1FP | Raw water abstracted | Input | Ml/d | 2 | 2021-22: 56.657; 2022-23: 56.774; 2023-24: 56.9214; 2024-25: 57.7519; 2025-26: 56.8608; 2026-27: 56.7118; 2027-28: 56.4705; 2028-29: 56.0711; 2029-30: 55.6653; 2030-31: 54.9286; 2031-32: 54.5834; 2032-33: 56.8503; 2033-34: 56.4403; 2034-35: 56.0514; 2035-36: 55.7221; 2036-37: 55.4119; 2037-38: 55.3018; 2038-39: 55.2049; 2039-40: 54.9649; 2040-41: 52.7766; 2041-42: 52.7113; 2042-43: 52.6567; 2043-44: 52.6975; 2044-45: 52.7406; 2045-46: 50.6804; 2046-47: 50.7258; 2047-48: 50.771; 2048-49: 50.8243; 2049-50: 50.8767
1.1FP | Non-potable water supplies | 1.1BL + 1.11FP | Ml/d | 2 | 2019-20: 0; 2020-21: 0; 2021-22: 0; 2022-23: 0; 2023-24: 0; 2024-25: 0; 2025-26: 0; 2026-27: 0; 2027-28: 0; 2028-29: 0; 2029-30: 0; 2030-31: 0; 2031-32: 0; 2032-33: 0; 2033-34: 0; 2034-35: 0; 2035-36: 0; 2036-37: 0; 2037-38: 0; 2038-39: 0; 2039-40: 0; 2040-41: 0; 2041-42: 0; 2042-43: 0; 2043-44: 0; 2044-45: 0; 2045-46: 0; 2046-47: 0; 2047-48: 0; 2048-49: 0; 2049-50: 0
2FP | Raw water imported | 2BL + 2.1FP | Ml/d | 2 | 2019-20: 0; 2020-21: 0; 2021-22: 0; 2022-23: 0; 2023-24: 0; 2024-25: 0; 2025-26: 0; 2026-27: 0; 2027-28: 0; 2028-29: 0; 2029-30: 0; 2030-31: 0; 2031-32: 0; 2032-33: 0; 2033-34: 0; 2034-35: 0; 2035-36: 0; 2036-37: 0; 2037-38: 0; 2038-39: 0; 2039-40: 0; 2040-41: 0; 2041-42: 0; 2042-43: 0; 2043-44: 0; 2044-45: 0; 2045-46: 0; 2046-47: 0; 2047-48: 0; 2048-49: 0; 2049-50: 0
3FP | Potable water imported | 3BL + 3.1FP | Ml/d | 2 | 2019-20: 0; 2020-21: 0; 2021-22: 1.35; 2022-23: 1.35; 2023-24: 1.35; 2024-25: 1.35; 2025-26: 1.35; 2026-27: 0.69318; 2027-28: 0.73094; 2028-29: 1.35; 2029-30: 1.35; 2030-31: 1.35; 2031-32: 1.35; 2032-33: 1.35; 2033-34: 1.35; 2034-35: 1.35; 2035-36: 1.35; 2036-37: 1.35; 2037-38: 1.35; 2038-39: 1.35; 2039-40: 1.35; 2040-41: 1.35; 2041-42: 1.35; 2042-43: 1.35; 2043-44: 1.35; 2044-45: 1.35; 2045-46: 1.35; 2046-47: 1.35; 2047-48: 1.35; 2048-49: 1.35; 2049-50: 1.35
4FP | Raw water exported enter as -ve | 4BL + 4.1FP | Ml/d | 2 | 2019-20: 0; 2020-21: 0; 2021-22: -3.38; 2022-23: -3.38; 2023-24: -3.38; 2024-25: -3.38; 2025-26: -3.38; 2026-27: -3.38; 2027-28: -3.38; 2028-29: -3.38; 2029-30: -3.38; 2030-31: -2.83; 2031-32: -2.83; 2032-33: -2.83; 2033-34: -2.83; 2034-35: -2.83; 2035-36: -2.83; 2036-37: -2.83; 2037-38: -2.83; 2038-39: -2.83; 2039-40: -2.83; 2040-41: -2.03; 2041-42: -2.03; 2042-43: -2.03; 2043-44: -2.03; 2044-45: -2.03; 2045-46: -2.03; 2046-47: -2.03; 2047-48: -2.03; 2048-49: -2.03; 2049-50: -2.03
5FP | Potable water exported enter as -ve | 5BL + 5.1FP | Ml/d | 2 | 2019-20: 0; 2020-21: 0; 2021-22: -0.37; 2022-23: -0.37; 2023-24: -0.37; 2024-25: -0.37; 2025-26: -0.37; 2026-27: -0.37; 2027-28: -0.37; 2028-29: -2.919; 2029-30: -2.7553; 2030-31: -4.5272; 2031-32: -4.2129; 2032-33: -10.1567; 2033-34: -10.0134; 2034-35: -9.8425; 2035-36: -9.7365; 2036-37: -9.6586; 2037-38: -9.5744; 2038-39: -9.5291; 2039-40: -9.4759; 2040-41: -10.9744; 2041-42: -10.914; 2042-43: -10.8447; 2043-44: -10.8135; 2044-45: -10.8048; 2045-46: -12.2645; 2046-47: -12.265; 2047-48: -12.2634; 2048-49: -12.2825; 2049-50: -12.2866
6.1FP | Deployable Output post forecast changes | 6.1BL + 6.2FP + 6.3FP +7.01FP +7.02FP | Ml/d | 2 | 2019-20: 0; 2020-21: 0; 2021-22: 79.9505; 2022-23: 79.8245; 2023-24: 79.8092; 2024-25: 79.7613; 2025-26: 79.6576; 2026-27: 79.5283; 2027-28: 79.336; 2028-29: 79.1469; 2029-30: 79.0189; 2030-31: 75.9427; 2031-32: 75.9267; 2032-33: 84.8997; 2033-34: 84.8666; 2034-35: 84.8456; 2035-36: 84.83; 2036-37: 84.8149; 2037-38: 84.8; 2038-39: 84.7863; 2039-40: 84.7734; 2040-41: 86.988; 2041-42: 86.9752; 2042-43: 86.9636; 2043-44: 86.9619; 2044-45: 86.9603; 2045-46: 69.2786; 2046-47: 69.2774; 2047-48: 69.276; 2048-49: 69.2748; 2049-50: 69.2731
8FP | Raw water losses, treatment works losses and operational use | 8BL + 8.1FP + 8.2FP | Ml/d | 2 | 2019-20: 0; 2020-21: 0; 2021-22: 8.75; 2022-23: 8.75; 2023-24: 8.75; 2024-25: 8.75; 2025-26: 8.75; 2026-27: 8.62; 2027-28: 8.62; 2028-29: 8.62; 2029-30: 8.62; 2030-31: 8.38; 2031-32: 8.38; 2032-33: 8.23; 2033-34: 8.23; 2034-35: 8.23; 2035-36: 8.23; 2036-37: 8.23; 2037-38: 8.23; 2038-39: 8.23; 2039-40: 8.23; 2040-41: 5.86; 2041-42: 5.86; 2042-43: 5.86; 2043-44: 5.86; 2044-45: 5.86; 2045-46: 3.49; 2046-47: 3.49; 2047-48: 3.49; 2048-49: 3.49; 2049-50: 3.49
9FP | Total Outage Allowance | 9BL + 9.1FP | Ml/d | 2 | 2019-20: 0; 2020-21: 0; 2021-22: 8.83; 2022-23: 8.83; 2023-24: 8.83; 2024-25: 8.83; 2025-26: 8.83; 2026-27: 8.83; 2027-28: 8.83; 2028-29: 8.83; 2029-30: 6.68; 2030-31: 6.68; 2031-32: 6.68; 2032-33: 6.68; 2033-34: 6.68; 2034-35: 6.68; 2035-36: 6.68; 2036-37: 6.68; 2037-38: 6.68; 2038-39: 6.68; 2039-40: 6.68; 2040-41: 6.68; 2041-42: 6.68; 2042-43: 6.68; 2043-44: 6.68; 2044-45: 6.68; 2045-46: 6.68; 2046-47: 6.68; 2047-48: 6.68; 2048-49: 6.68; 2049-50: 6.68
10FP | Water Available For Use (own sources) | (6.1FP) - (8FP + 9FP) | Ml/d | 2 | 2019-20: 0; 2020-21: 0; 2021-22: 62.3705; 2022-23: 62.2445; 2023-24: 62.2292; 2024-25: 62.1813; 2025-26: 62.0776; 2026-27: 62.0783; 2027-28: 61.886; 2028-29: 61.6969; 2029-30: 63.7189; 2030-31: 60.8827; 2031-32: 60.8667; 2032-33: 69.9897; 2033-34: 69.9566; 2034-35: 69.9356; 2035-36: 69.92; 2036-37: 69.9049; 2037-38: 69.89; 2038-39: 69.8763; 2039-40: 69.8634; 2040-41: 74.448; 2041-42: 74.4352; 2042-43: 74.4236; 2043-44: 74.4219; 2044-45: 74.4203; 2045-46: 59.1086; 2046-47: 59.1074; 2047-48: 59.106; 2048-49: 59.1048; 2049-50: 59.1031
11FP | Total Water Available For Use | 10FP + sum (2FP:5FP) | Ml/d | 2 | 2019-20: 0; 2020-21: 0; 2021-22: 59.9705; 2022-23: 59.8445; 2023-24: 59.8292; 2024-25: 59.7813; 2025-26: 59.6776; 2026-27: 59.0215; 2027-28: 58.867; 2028-29: 56.7479; 2029-30: 58.9336; 2030-31: 54.8755; 2031-32: 55.1738; 2032-33: 58.353; 2033-34: 58.4631; 2034-35: 58.6131; 2035-36: 58.7035; 2036-37: 58.7663; 2037-38: 58.8356; 2038-39: 58.8672; 2039-40: 58.9074; 2040-41: 62.7936; 2041-42: 62.8412; 2042-43: 62.8988; 2043-44: 62.9284; 2044-45: 62.9355; 2045-46: 46.164; 2046-47: 46.1623; 2047-48: 46.1626; 2048-49: 46.1423; 2049-50: 46.1365
12FP | Water delivered measured non-household | 12BL + 12.2FP | Ml/d | 2 | 2019-20: 0; 2020-21: 0; 2021-22: 10.6565; 2022-23: 11.8788; 2023-24: 13.2479; 2024-25: 13.9971; 2025-26: 14.6059; 2026-27: 14.7551; 2027-28: 16.8255; 2028-29: 16.812; 2029-30: 16.794; 2030-31: 16.7144; 2031-32: 16.63; 2032-33: 16.5454; 2033-34: 16.4603; 2034-35: 16.3748; 2035-36: 16.296; 2036-37: 16.2155; 2037-38: 16.1343; 2038-39: 16.1787; 2039-40: 16.2228; 2040-41: 16.2667; 2041-42: 16.3095; 2042-43: 16.3514; 2043-44: 16.3925; 2044-45: 16.4328; 2045-46: 16.4721; 2046-47: 16.5107; 2047-48: 16.5487; 2048-49: 16.586; 2049-50: 16.6227
12.1FP | Non-potable water consumption | Input | Ml/d | 2 | 2021-22: 0; 2022-23: 0; 2023-24: 0; 2024-25: 0; 2025-26: 0; 2026-27: 0; 2027-28: 0; 2028-29: 0; 2029-30: 0; 2030-31: 0; 2031-32: 0; 2032-33: 0; 2033-34: 0; 2034-35: 0; 2035-36: 0; 2036-37: 0; 2037-38: 0; 2038-39: 0; 2039-40: 0; 2040-41: 0; 2041-42: 0; 2042-43: 0; 2043-44: 0; 2044-45: 0; 2045-46: 0; 2046-47: 0; 2047-48: 0; 2048-49: 0; 2049-50: 0
13FP | Water delivered unmeasured non-household | 13BL + 13.1FP | Ml/d | 2 | 2019-20: 0; 2020-21: 0; 2021-22: 0.058634; 2022-23: 0.0605; 2023-24: 0.059693; 2024-25: 0.03594; 2025-26: 0.016837; 2026-27: 0.016423; 2027-28: 0.016009; 2028-29: 0.015596; 2029-30: 0.015184; 2030-31: 0.014771; 2031-32: 0.014359; 2032-33: 0.013948; 2033-34: 0.013537; 2034-35: 0.01353; 2035-36: 0.013524; 2036-37: 0.013518; 2037-38: 0.013512; 2038-39: 0.013506; 2039-40: 0.013499; 2040-41: 0.013493; 2041-42: 0.013487; 2042-43: 0.013481; 2043-44: 0.013475; 2044-45: 0.013468; 2045-46: 0.013462; 2046-47: 0.013456; 2047-48: 0.01345; 2048-49: 0.013443; 2049-50: 0.013437
14FP | Water delivered measured household | 14BL + 14.1FP | Ml/d | 2 | 2019-20: 0; 2020-21: 0; 2021-22: 17.7981; 2022-23: 17.5809; 2023-24: 17.5633; 2024-25: 17.8254; 2025-26: 18.3163; 2026-27: 19.5008; 2027-28: 21.1948; 2028-29: 23.791; 2029-30: 25.6244; 2030-31: 26.108; 2031-32: 25.9551; 2032-33: 25.6892; 2033-34: 25.3608; 2034-35: 25.1573; 2035-36: 25.0094; 2036-37: 24.8688; 2037-38: 24.7295; 2038-39: 24.6025; 2039-40: 24.4822; 2040-41: 24.3363; 2041-42: 24.2165; 2042-43: 24.1078; 2043-44: 24.0991; 2044-45: 24.0906; 2045-46: 24.08; 2046-47: 24.0748; 2047-48: 24.0674; 2048-49: 24.0615; 2049-50: 24.0497
15FP | Water delivered unmeasured household | 15BL + 15.1FP | Ml/d | 2 | 2019-20: 0; 2020-21: 0; 2021-22: 14.1976; 2022-23: 13.4949; 2023-24: 13.3646; 2024-25: 12.7702; 2025-26: 11.5872; 2026-27: 9.8279; 2027-28: 7.0294; 2028-29: 3.5649; 2029-30: 1.1608; 2030-31: 0.42801; 2031-32: 0.41721; 2032-33: 0.40662; 2033-34: 0.39502; 2034-35: 0.38365; 2035-36: 0.37206; 2036-37: 0.35833; 2037-38: 0.34494; 2038-39: 0.332; 2039-40: 0.31939; 2040-41: 0.30718; 2041-42: 0.29532; 2042-43: 0.28396; 2043-44: 0.27424; 2044-45: 0.26476; 2045-46: 0.25557; 2046-47: 0.24668; 2047-48: 0.23798; 2048-49: 0.2295; 2049-50: 0.22113
16FP | Percentage of consumption driven by climate change | 16BL | % | 1 | 2019-20: 0%; 2020-21: 0%; 2021-22: 0%; 2022-23: 0.7866%; 2023-24: 0.1956%; 2024-25: 0.1872%; 2025-26: 0.1566%; 2026-27: 0.2456%; 2027-28: 0.2451%; 2028-29: 0.2614%; 2029-30: 0.2776%; 2030-31: 0.2877%; 2031-32: 0.3038%; 2032-33: 0.3197%; 2033-34: 0.3354%; 2034-35: 0.3451%; 2035-36: 0.3605%; 2036-37: 0.3759%; 2037-38: 0.3853%; 2038-39: 0.4004%; 2039-40: 0.4155%; 2040-41: 0.4245%; 2041-42: 0.4398%; 2042-43: 0.4528%; 2043-44: 0.4657%; 2044-45: 0.4786%; 2045-46: 0.4913%; 2046-47: 0.504%; 2047-48: 0.5165%; 2048-49: 0.529%; 2049-50: 0.5414%
17FP | Volume of consumption driven by climate change | 16FP * (12FP + sum(13FP:15FP) - sum (23FP:26FP)) | Ml/d | 2 | 2019-20: 0; 2020-21: 0; 2021-22: 0; 2022-23: 0.3313; 2023-24: 0.084813; 2024-25: 0.081966; 2025-26: 0.068456; 2026-27: 0.10635; 2027-28: 0.10861; 2028-29: 0.1137; 2029-30: 0.11923; 2030-31: 0.12264; 2031-32: 0.12875; 2032-33: 0.13434; 2033-34: 0.13952; 2034-35: 0.14255; 2035-36: 0.14809; 2036-37: 0.15352; 2037-38: 0.15649; 2038-39: 0.16227; 2039-40: 0.16802; 2040-41: 0.17121; 2041-42: 0.17699; 2042-43: 0.1819; 2043-44: 0.18723; 2044-45: 0.19252; 2045-46: 0.19776; 2046-47: 0.203; 2047-48: 0.2082; 2048-49: 0.21338; 2049-50: 0.21849
18FP | Measured Household - PCC | ((14FP - 25FP) * 1,000,000) / (39FP * 1000) | l/h/d | 1 | 2019-20: #DIV/0!; 2020-21: #DIV/0!; 2021-22: 132.9136; 2022-23: 128.944; 2023-24: 125.7969; 2024-25: 123.8859; 2025-26: 120.8065; 2026-27: 118.8823; 2027-28: 115.1827; 2028-29: 113.5621; 2029-30: 112.3927; 2030-31: 111.4637; 2031-32: 110.4731; 2032-33: 109.0073; 2033-34: 107.2711; 2034-35: 106.0402; 2035-36: 105.0611; 2036-37: 104.1209; 2037-38: 103.1956; 2038-39: 102.3025; 2039-40: 101.3962; 2040-41: 100.3826; 2041-42: 99.4926; 2042-43: 98.6569; 2043-44: 98.243; 2044-45: 97.8367; 2045-46: 97.4408; 2046-47: 97.0811; 2047-48: 96.7114; 2048-49: 96.3439; 2049-50: 95.9592
19FP | Unmeasured Household - PCC | ((15FP - 26FP) * 1,000,000) / (40FP * 1000) | l/h/d | 1 | 2019-20: #DIV/0!; 2020-21: #DIV/0!; 2021-22: 153.0122; 2022-23: 146.5962; 2023-24: 147.4844; 2024-25: 145.1959; 2025-26: 141.2727; 2026-27: 138.5366; 2027-28: 135.4776; 2028-29: 131.8764; 2029-30: 128.8478; 2030-31: 126.8502; 2031-32: 125.0432; 2032-33: 123.2403; 2033-34: 121.0584; 2034-35: 118.8771; 2035-36: 117.3424; 2036-37: 115.8084; 2037-38: 114.2628; 2038-39: 112.7455; 2039-40: 111.2156; 2040-41: 109.6961; 2041-42: 108.1797; 2042-43: 106.7268; 2043-44: 105.7983; 2044-45: 104.8729; 2045-46: 103.9684; 2046-47: 103.0965; 2047-48: 102.2136; 2048-49: 101.3341; 2049-50: 100.4133
20FP | Average Household - PCC | (((14FP - 25FP) + (15FP - 26FP)) * 1,000,000)/ ((39FP + 40FP) * 1,000) | l/h/d | 1 | 2019-20: #DIV/0!; 2020-21: #DIV/0!; 2021-22: 141.1341; 2022-23: 136.0496; 2023-24: 134.3259; 2024-25: 131.9649; 2025-26: 127.9864; 2026-27: 124.809; 2027-28: 119.6383; 2028-29: 115.6494; 2029-30: 113.017; 2030-31: 111.6821; 2031-32: 110.677; 2032-33: 109.2038; 2033-34: 107.4587; 2034-35: 106.2123; 2035-36: 105.2224; 2036-37: 104.2702; 2037-38: 103.3331; 2038-39: 102.4286; 2039-40: 101.5114; 2040-41: 100.4887; 2041-42: 99.5887; 2042-43: 98.7436; 2043-44: 98.3217; 2044-45: 97.9078; 2045-46: 97.5048; 2046-47: 97.1384; 2047-48: 96.7622; 2048-49: 96.3885; 2049-50: 95.9978
21FP | Water taken unbilled | 21BL + 21.1FP | Ml/d | 2 | 2019-20: 0; 2020-21: 0; 2021-22: 1.0979; 2022-23: 1.0896; 2023-24: 1.089; 2024-25: 1.0889; 2025-26: 1.0899; 2026-27: 1.0897; 2027-28: 1.0893; 2028-29: 1.0891; 2029-30: 1.0888; 2030-31: 1.0886; 2031-32: 1.0882; 2032-33: 1.0879; 2033-34: 1.0875; 2034-35: 1.0872; 2035-36: 1.0869; 2036-37: 1.0865; 2037-38: 1.0862; 2038-39: 1.0859; 2039-40: 1.0856; 2040-41: 1.0852; 2041-42: 1.0849; 2042-43: 1.0846; 2043-44: 1.0843; 2044-45: 1.084; 2045-46: 1.0837; 2046-47: 1.0834; 2047-48: 1.0831; 2048-49: 1.0828; 2049-50: 1.0825
22FP | Distribution system operational use | 22BL + 22.1FP | Ml/d | 2 | 2019-20: 0; 2020-21: 0; 2021-22: 0.71365; 2022-23: 0.71365; 2023-24: 0.71365; 2024-25: 0.71365; 2025-26: 0.71365; 2026-27: 0.71365; 2027-28: 0.71365; 2028-29: 0.71365; 2029-30: 0.71365; 2030-31: 0.71365; 2031-32: 0.71365; 2032-33: 0.71365; 2033-34: 0.71365; 2034-35: 0.71365; 2035-36: 0.71365; 2036-37: 0.71365; 2037-38: 0.71365; 2038-39: 0.71365; 2039-40: 0.71365; 2040-41: 0.71365; 2041-42: 0.71365; 2042-43: 0.71365; 2043-44: 0.71365; 2044-45: 0.71365; 2045-46: 0.71365; 2046-47: 0.71365; 2047-48: 0.71365; 2048-49: 0.71365; 2049-50: 0.71365
23FP | Measured Non Household - USPL | 23BL + 23.1FP | Ml/d | 2 | 2019-20: 0; 2020-21: 0; 2021-22: 0.031941; 2022-23: 0.040252; 2023-24: 0.03887; 2024-25: 0.038091; 2025-26: 0.038805; 2026-27: 0.038579; 2027-28: 0.038349; 2028-29: 0.038115; 2029-30: 0.037878; 2030-31: 0.037637; 2031-32: 0.037393; 2032-33: 0.037145; 2033-34: 0.036894; 2034-35: 0.036639; 2035-36: 0.036381; 2036-37: 0.036119; 2037-38: 0.035853; 2038-39: 0.035584; 2039-40: 0.035311; 2040-41: 0.035035; 2041-42: 0.034755; 2042-43: 0.034472; 2043-44: 0.034185; 2044-45: 0.033895; 2045-46: 0.033601; 2046-47: 0.033303; 2047-48: 0.033002; 2048-49: 0.032697; 2049-50: 0.032389
24FP | Unmeasured Non Household - USPL | 24BL + 24.1FP | Ml/d | 2 | 2019-20: 0; 2020-21: 0; 2021-22: 0.0029136; 2022-23: 0.0029391; 2023-24: 0.0027918; 2024-25: 0.0016156; 2025-26: 0.0007495; 2026-27: 0.00072391; 2027-28: 0.00069869; 2028-29: 0.00067385; 2029-30: 0.00064937; 2030-31: 0.00062527; 2031-32: 0.00060154; 2032-33: 0.00057818; 2033-34: 0.00055518; 2034-35: 0.00054898; 2035-36: 0.00054278; 2036-37: 0.00053658; 2037-38: 0.00053038; 2038-39: 0.00052417; 2039-40: 0.00051797; 2040-41: 0.00051177; 2041-42: 0.00050557; 2042-43: 0.00049937; 2043-44: 0.00049316; 2044-45: 0.00048696; 2045-46: 0.00048076; 2046-47: 0.00047456; 2047-48: 0.00046836; 2048-49: 0.00046215; 2049-50: 0.00045595
25FP | Measured Household - USPL | 25BL + 25.1FP | Ml/d | 2 | 2019-20: 0; 2020-21: 0; 2021-22: 0.39965; 2022-23: 0.46832; 2023-24: 0.45995; 2024-25: 0.45605; 2025-26: 0.4714; 2026-27: 0.4907; 2027-28: 0.5204; 2028-29: 0.55795; 2029-30: 0.58278; 2030-31: 0.58769; 2031-32: 0.58451; 2032-33: 0.58122; 2033-34: 0.57782; 2034-35: 0.57433; 2035-36: 0.57078; 2036-37: 0.56715; 2037-38: 0.56342; 2038-39: 0.5596; 2039-40: 0.55562; 2040-41: 0.55154; 2041-42: 0.54738; 2042-43: 0.54312; 2043-44: 0.53878; 2044-45: 0.53435; 2045-46: 0.52983; 2046-47: 0.52523; 2047-48: 0.52054; 2048-49: 0.51577; 2049-50: 0.51091
26FP | Unmeasured Household - USPL | 26BL + 26.1BL | Ml/d | 2 | 2019-20: 0; 2020-21: 0; 2021-22: 0.33595; 2022-23: 0.38728; 2023-24: 0.36744; 2024-25: 0.3398; 2025-26: 0.3101; 2026-27: 0.26366; 2027-28: 0.189; 2028-29: 0.094422; 2029-30: 0.028766; 2030-31: 0.0097576; 2031-32: 0.0095606; 2032-33: 0.0093858; 2033-34: 0.0092242; 2034-35: 0.0090753; 2035-36: 0.0088765; 2036-37: 0.0086182; 2037-38: 0.0083635; 2038-39: 0.0081124; 2039-40: 0.0078758; 2040-41: 0.0076426; 2041-42: 0.0074023; 2042-43: 0.0071656; 2043-44: 0.0069325; 2044-45: 0.006703; 2045-46: 0.0064771; 2046-47: 0.0062549; 2047-48: 0.0060363; 2048-49: 0.0058213; 2049-50: 0.00561
27FP | Void Properties - USPL | 27BL + 27.1FP | Ml/d | 2 | 2019-20: 0; 2020-21: 0; 2021-22: 0.05123; 2022-23: 0.05958; 2023-24: 0.06015; 2024-25: 0.060283; 2025-26: 0.05925; 2026-27: 0.0595; 2027-28: 0.059828; 2028-29: 0.060085; 2029-30: 0.060325; 2030-31: 0.060609; 2031-32: 0.060939; 2032-33: 0.061279; 2033-34: 0.061617; 2034-35: 0.061955; 2035-36: 0.06229; 2036-37: 0.062622; 2037-38: 0.062952; 2038-39: 0.063279; 2039-40: 0.0636; 2040-41: 0.063918; 2041-42: 0.064232; 2042-43: 0.064544; 2043-44: 0.064853; 2044-45: 0.065159; 2045-46: 0.065462; 2046-47: 0.065762; 2047-48: 0.06606; 2048-49: 0.066354; 2049-50: 0.066646
28FP | Distribution losses | 28BL + 28.1FP | Ml/d | 2 | 2019-20: 0; 2020-21: 0; 2021-22: 1.8924; 2022-23: 2.0527; 2023-24: 1.9641; 2024-25: 1.8797; 2025-26: 1.8671; 2026-27: 1.8661; 2027-28: 1.8828; 2028-29: 1.9116; 2029-30: 1.9243; 2030-31: 1.9102; 2031-32: 1.8853; 2032-33: 1.8606; 2033-34: 1.8359; 2034-35: 1.8113; 2035-36: 1.7868; 2036-37: 1.7624; 2037-38: 1.7382; 2038-39: 1.714; 2039-40: 1.69; 2040-41: 1.6661; 2041-42: 1.6423; 2042-43: 1.6186; 2043-44: 1.595; 2044-45: 1.5715; 2045-46: 1.5481; 2046-47: 1.5247; 2047-48: 1.5015; 2048-49: 1.4783; 2049-50: 1.4552
29FP | Total Leakage | sum (23FP:28FP) | Ml/d | 2 | 2019-20: 0; 2020-21: 0; 2021-22: 2.7141; 2022-23: 3.0111; 2023-24: 2.8933; 2024-25: 2.7756; 2025-26: 2.7474; 2026-27: 2.7192; 2027-28: 2.691; 2028-29: 2.6629; 2029-30: 2.6347; 2030-31: 2.6065; 2031-32: 2.5783; 2032-33: 2.5502; 2033-34: 2.522; 2034-35: 2.4938; 2035-36: 2.4657; 2036-37: 2.4375; 2037-38: 2.4093; 2038-39: 2.3811; 2039-40: 2.353; 2040-41: 2.3248; 2041-42: 2.2966; 2042-43: 2.2684; 2043-44: 2.2403; 2044-45: 2.2121; 2045-46: 2.1839; 2046-47: 2.1557; 2047-48: 2.1276; 2048-49: 2.0994; 2049-50: 2.0712
30FP | Leakage/property | (29FP * 1,000,000) / (36FP * 1,000) | l/prop/d | 2 | 2019-20: #DIV/0!; 2020-21: #DIV/0!; 2021-22: 26.1724; 2022-23: 28.9025; 2023-24: 27.4465; 2024-25: 26.051; 2025-26: 25.51; 2026-27: 25.0074; 2027-28: 24.5478; 2028-29: 24.1157; 2029-30: 23.709; 2030-31: 23.3131; 2031-32: 22.9231; 2032-33: 22.539; 2033-34: 22.1605; 2034-35: 21.787; 2035-36: 21.4188; 2036-37: 21.0558; 2037-38: 20.6981; 2038-39: 20.3454; 2039-40: 19.9988; 2040-41: 19.657; 2041-42: 19.3199; 2042-43: 18.9873; 2043-44: 18.6589; 2044-45: 18.3347; 2045-46: 18.0147; 2046-47: 17.6986; 2047-48: 17.3864; 2048-49: 17.0782; 2049-50: 16.7737
31FP | Measured Non Household - properties | Input | 000's | 2 | 2021-22: 5.909; 2022-23: 6.0497; 2023-24: 6.0798; 2024-25: 6.2107; 2025-26: 6.3921; 2026-27: 6.4206; 2027-28: 6.4491; 2028-29: 6.4777; 2029-30: 6.5062; 2030-31: 6.5347; 2031-32: 6.5633; 2032-33: 6.5918; 2033-34: 6.6203; 2034-35: 6.6489; 2035-36: 6.6774; 2036-37: 6.7059; 2037-38: 6.7345; 2038-39: 6.763; 2039-40: 6.7915; 2040-41: 6.8201; 2041-42: 6.8486; 2042-43: 6.8772; 2043-44: 6.9057; 2044-45: 6.9342; 2045-46: 6.9628; 2046-47: 6.9913; 2047-48: 7.0198; 2048-49: 7.0484; 2049-50: 7.0769
32FP | Unmeasured Non Household - properties | Input | 000's | 2 | 2021-22: 0.199; 2022-23: 0.20557; 2023-24: 0.20322; 2024-25: 0.12259; 2025-26: 0.057454; 2026-27: 0.056067; 2027-28: 0.054681; 2028-29: 0.053294; 2029-30: 0.051908; 2030-31: 0.050521; 2031-32: 0.049135; 2032-33: 0.047748; 2033-34: 0.046362; 2034-35: 0.046362; 2035-36: 0.046362; 2036-37: 0.046362; 2037-38: 0.046362; 2038-39: 0.046362; 2039-40: 0.046362; 2040-41: 0.046362; 2041-42: 0.046362; 2042-43: 0.046362; 2043-44: 0.046362; 2044-45: 0.046362; 2045-46: 0.046362; 2046-47: 0.046362; 2047-48: 0.046362; 2048-49: 0.046362; 2049-50: 0.046362
33FP | All void non-households - properties | Input | 000's | 2 | 2021-22: 1.199; 2022-23: 1.0715; 2023-24: 1.0751; 2024-25: 1.0561; 2025-26: 0.97118; 2026-27: 0.97533; 2027-28: 0.97947; 2028-29: 0.98362; 2029-30: 0.98777; 2030-31: 0.99192; 2031-32: 0.99607; 2032-33: 1.0002; 2033-34: 1.0044; 2034-35: 1.0087; 2035-36: 1.013; 2036-37: 1.0173; 2037-38: 1.0216; 2038-39: 1.0259; 2039-40: 1.0302; 2040-41: 1.0345; 2041-42: 1.0388; 2042-43: 1.0431; 2043-44: 1.0474; 2044-45: 1.0517; 2045-46: 1.056; 2046-47: 1.0603; 2047-48: 1.0646; 2048-49: 1.0689; 2049-50: 1.0732
34FP | Measured households - properties (excl. void) | Year before + sum (34.1BL:34.6BL) | 000's | 2 | 2021-22: 66.096; 2022-23: 66.8266; 2023-24: 68.3388; 2024-25: 70.3693; 2025-26: 73.4897; 2026-27: 77.834; 2027-28: 84.3023; 2028-29: 92.3773; 2029-30: 98.2084; 2030-31: 100.3517; 2031-32: 100.9827; 2032-33: 101.6054; 2033-34: 102.2216; 2034-35: 102.8319; 2035-36: 103.4418; 2036-37: 104.0505; 2037-38: 104.6532; 2038-39: 105.2491; 2039-40: 105.8312; 2040-41: 106.4064; 2041-42: 106.9755; 2042-43: 107.5383; 2043-44: 108.0952; 2044-45: 108.6457; 2045-46: 109.1899; 2046-47: 109.7278; 2047-48: 110.2592; 2048-49: 110.7836; 2049-50: 111.301
34.1FP | New build properties - properties | Input (new builds in each year) | 000's | 2 | 2021-22: 0.427; 2022-23: 0.48689; 2023-24: 1.2296; 2024-25: 1.1195; 2025-26: 1.1504; 2026-27: 1.0327; 2027-28: 0.88167; 2028-29: 0.78833; 2029-30: 0.69919; 2030-31: 0.67067; 2031-32: 0.66396; 2032-33: 0.65699; 2033-34: 0.65042; 2034-35: 0.64425; 2035-36: 0.63837; 2036-37: 0.63164; 2037-38: 0.62536; 2038-39: 0.61843; 2039-40: 0.61192; 2040-41: 0.6049; 2041-42: 0.59845; 2042-43: 0.59205; 2043-44: 0.58593; 2044-45: 0.5794; 2045-46: 0.57284; 2046-47: 0.56638; 2047-48: 0.55974; 2048-49: 0.55243; 2049-50: 0.54531
34.2FP | Meter optants - properties | Input (meter optants in each year) | 000's | 2 | 2021-22: 0; 2022-23: 0.27817; 2023-24: 0.338; 2024-25: 0.9835; 2025-26: 1.0478; 2026-27: 0.42731; 2027-28: 0.05; 2028-29: 0.05; 2029-30: 0.05; 2030-31: 0.025; 2031-32: 0; 2032-33: 0; 2033-34: 0; 2034-35: 0; 2035-36: 0; 2036-37: 0; 2037-38: 0; 2038-39: 0; 2039-40: 0; 2040-41: 0; 2041-42: 0; 2042-43: 0; 2043-44: 0; 2044-45: 0; 2045-46: 0; 2046-47: 0; 2047-48: 0; 2048-49: 0; 2049-50: 0
34.3FP | Compulsory metering - properties | Input (compulsory meters in each year) | 000's | 2 | 2021-22: 0; 2022-23: 0; 2023-24: 0; 2024-25: 0; 2025-26: 0; 2026-27: 3.0312; 2027-28: 5.75; 2028-29: 7.5; 2029-30: 5.275; 2030-31: 1.525; 2031-32: 0; 2032-33: 0; 2033-34: 0; 2034-35: 0; 2035-36: 0.0055; 2036-37: 0.011; 2037-38: 0.011; 2038-39: 0.011; 2039-40: 0.011; 2040-41: 0.011; 2041-42: 0.011; 2042-43: 0.011; 2043-44: 0.011; 2044-45: 0.011; 2045-46: 0.011; 2046-47: 0.011; 2047-48: 0.011; 2048-49: 0.011; 2049-50: 0.011
34.4FP | Metering on change of occupancy - properties | Input (change of occupancy meters in each year) | 000's | 2 | 2021-22: 0; 2022-23: 0; 2023-24: 0; 2024-25: 0; 2025-26: 0; 2026-27: 0; 2027-28: 0; 2028-29: 0; 2029-30: 0; 2030-31: 0; 2031-32: 0; 2032-33: 0; 2033-34: 0; 2034-35: 0; 2035-36: 0; 2036-37: 0; 2037-38: 0; 2038-39: 0; 2039-40: 0; 2040-41: 0; 2041-42: 0; 2042-43: 0; 2043-44: 0; 2044-45: 0; 2045-46: 0; 2046-47: 0; 2047-48: 0; 2048-49: 0; 2049-50: 0
34.5FP | Selective metering - properties | Input (selective meters in each year) | 000's | 2 | 2021-22: 0; 2022-23: 0.001155; 2023-24: 0.00231; 2024-25: 0.001155; 2025-26: 1.0312; 2026-27: 3.0312; 2027-28: 5.75; 2028-29: 7.5; 2029-30: 5.275; 2030-31: 1.525; 2031-32: 0; 2032-33: 0; 2033-34: 0; 2034-35: 0; 2035-36: 0.0055; 2036-37: 0.011; 2037-38: 0.011; 2038-39: 0.011; 2039-40: 0.011; 2040-41: 0.011; 2041-42: 0.011; 2042-43: 0.011; 2043-44: 0.011; 2044-45: 0.011; 2045-46: 0.011; 2046-47: 0.011; 2047-48: 0.011; 2048-49: 0.011; 2049-50: 0.011
34.6FP | Other changes to existing metering - properties | Input (other changes to meters in each year) | 000's | 2 | 2021-22: 0; 2022-23: -0.035588; 2023-24: -0.057711; 2024-25: -0.073583; 2025-26: -0.10903; 2026-27: -3.1781; 2027-28: -5.9634; 2028-29: -7.7633; 2029-30: -5.4681; 2030-31: -1.6023; 2031-32: -0.032962; 2032-33: -0.034345; 2033-34: -0.03415; 2034-35: -0.033967; 2035-36: -0.039458; 2036-37: -0.044923; 2037-38: -0.04474; 2038-39: -0.04454; 2039-40: -0.051819; 2040-41: -0.051611; 2041-42: -0.051423; 2042-43: -0.051237; 2043-44: -0.051055; 2044-45: -0.050863; 2045-46: -0.05067; 2046-47: -0.050481; 2047-48: -0.050288; 2048-49: -0.050075; 2049-50: -0.049865
34.7FP | Measured household void properties | Input | 000's | 2 | 2021-22: 2.014; 2022-23: 2.038; 2023-24: 2.0842; 2024-25: 2.1462; 2025-26: 2.2414; 2026-27: 2.3744; 2027-28: 2.5739; 2028-29: 2.8234; 2029-30: 3.0011; 2030-31: 3.063; 2031-32: 3.0806; 2032-33: 3.0995; 2033-34: 3.1182; 2034-35: 3.1368; 2035-36: 3.1554; 2036-37: 3.1739; 2037-38: 3.1922; 2038-39: 3.2103; 2039-40: 3.228; 2040-41: 3.2456; 2041-42: 3.2629; 2042-43: 3.28; 2043-44: 3.2969; 2044-45: 3.3137; 2045-46: 3.3303; 2046-47: 3.3466; 2047-48: 3.3628; 2048-49: 3.3788; 2049-50: 3.3945
35FP | Unmeasured households - properties (excl. void) | Input | 000's | 2 | 2021-22: 27.367; 2022-23: 27.0878; 2023-24: 26.7459; 2024-25: 25.7832; 2025-26: 23.7711; 2026-27: 20.4209; 2027-28: 14.7915; 2028-29: 7.4678; 2029-30: 2.2995; 2030-31: 0.78841; 2031-32: 0.78093; 2032-33: 0.77512; 2033-34: 0.77029; 2034-35: 0.76642; 2035-36: 0.75819; 2036-37: 0.74464; 2037-38: 0.73108; 2038-39: 0.71753; 2039-40: 0.70494; 2040-41: 0.69236; 2041-42: 0.67881; 2042-43: 0.66526; 2043-44: 0.65171; 2044-45: 0.63817; 2045-46: 0.62462; 2046-47: 0.61107; 2047-48: 0.59753; 2048-49: 0.58398; 2049-50: 0.57043
35.1FP | Unmeasured household void properties | Input | 000's | 2 | 2021-22: 0.915; 2022-23: 0.90086; 2023-24: 0.88945; 2024-25: 0.85549; 2025-26: 0.77563; 2026-27: 0.65532; 2027-28: 0.4737; 2028-29: 0.23743; 2029-30: 0.071757; 2030-31: 0.0248; 2031-32: 0.02528; 2032-33: 0.025085; 2033-34: 0.024922; 2034-35: 0.02479; 2035-36: 0.024517; 2036-37: 0.024072; 2037-38: 0.023627; 2038-39: 0.023183; 2039-40: 0.022769; 2040-41: 0.022352; 2041-42: 0.0219; 2042-43: 0.021447; 2043-44: 0.020994; 2044-45: 0.020541; 2045-46: 0.020089; 2046-47: 0.019636; 2047-48: 0.019183; 2048-49: 0.01873; 2049-50: 0.018278
36FP | Total Resource Zone Properties (incl. voids) | sum (31FP:34FP) + 34.7FP + 35BL + 35.1BL | 000's | 2 | 2019-20: 0; 2020-21: 0; 2021-22: 103.699; 2022-23: 104.1801; 2023-24: 105.4164; 2024-25: 106.5437; 2025-26: 107.6985; 2026-27: 108.7366; 2027-28: 109.6247; 2028-29: 110.4205; 2029-30: 111.1265; 2030-31: 111.8051; 2031-32: 112.478; 2032-33: 113.1448; 2033-34: 113.8061; 2034-35: 114.4638; 2035-36: 115.1166; 2036-37: 115.7627; 2037-38: 116.4025; 2038-39: 117.0354; 2039-40: 117.655; 2040-41: 118.2676; 2041-42: 118.8728; 2042-43: 119.4716; 2043-44: 120.0643; 2044-45: 120.6504; 2045-46: 121.23; 2046-47: 121.8031; 2047-48: 122.3695; 2048-49: 122.9287; 2049-50: 123.4807
37FP | Measured Non Household - Population | Input | 000's | 2 | 2021-22: 2.9168; 2022-23: 2.9608; 2023-24: 3.0027; 2024-25: 3.0373; 2025-26: 3.0667; 2026-27: 3.108; 2027-28: 3.1565; 2028-29: 3.2044; 2029-30: 3.2484; 2030-31: 3.2888; 2031-32: 3.3509; 2032-33: 3.4128; 2033-34: 3.4591; 2034-35: 3.4922; 2035-36: 3.5218; 2036-37: 3.5496; 2037-38: 3.5809; 2038-39: 3.6153; 2039-40: 3.6489; 2040-41: 3.6849; 2041-42: 3.7265; 2042-43: 3.7731; 2043-44: 3.8247; 2044-45: 3.8756; 2045-46: 3.9314; 2046-47: 3.9891; 2047-48: 4.0471; 2048-49: 4.1066; 2049-50: 4.163
38FP | Unmeasured Non Household - Population | Input | 000's | 2 | 2021-22: 0; 2022-23: 0; 2023-24: 0; 2024-25: 0; 2025-26: 0; 2026-27: 0; 2027-28: 0; 2028-29: 0; 2029-30: 0; 2030-31: 0; 2031-32: 0; 2032-33: 0; 2033-34: 0; 2034-35: 0; 2035-36: 0; 2036-37: 0; 2037-38: 0; 2038-39: 0; 2039-40: 0; 2040-41: 0; 2041-42: 0; 2042-43: 0; 2043-44: 0; 2044-45: 0; 2045-46: 0; 2046-47: 0; 2047-48: 0; 2048-49: 0; 2049-50: 0
39FP | Measured Household - Population | Input | 000's | 2 | 2021-22: 130.9006; 2022-23: 132.7131; 2023-24: 135.9599; 2024-25: 140.2042; 2025-26: 147.7149; 2026-27: 159.9065; 2027-28: 179.4918; 2028-29: 204.5846; 2029-30: 222.8048; 2030-31: 228.9561; 2031-32: 229.6538; 2032-33: 230.3332; 2033-34: 231.0317; 2034-35: 231.8268; 2035-36: 232.6137; 2036-37: 233.3984; 2037-38: 234.1775; 2038-39: 235.0175; 2039-40: 235.9709; 2040-41: 236.9407; 2041-42: 237.8981; 2042-43: 238.8547; 2043-44: 239.8172; 2044-45: 240.7709; 2045-46: 241.6874; 2046-47: 242.5758; 2047-48: 243.4757; 2048-49: 244.3922; 2049-50: 245.2999
40FP | Unmeasured Household - Population | Input | 000's | 2 | 2021-22: 90.5921; 2022-23: 89.4133; 2023-24: 88.1258; 2024-25: 85.6109; 2025-26: 79.825; 2026-27: 69.0377; 2027-28: 50.4912; 2028-29: 26.3161; 2029-30: 8.7861; 2030-31: 3.2972; 2031-32: 3.26; 2032-33: 3.2232; 2033-34: 3.1868; 2034-35: 3.151; 2035-36: 3.0951; 2036-37: 3.0197; 2037-38: 2.9456; 2038-39: 2.8727; 2039-40: 2.801; 2040-41: 2.7306; 2041-42: 2.6615; 2042-43: 2.5935; 2043-44: 2.5265; 2044-45: 2.4607; 2045-46: 2.3959; 2046-47: 2.3321; 2047-48: 2.2692; 2048-49: 2.2073; 2049-50: 2.1464
41FP | Total Resource Zone Population | sum (37FP:40FP) | 000's | 2 | 2019-20: 0; 2020-21: 0; 2021-22: 224.4095; 2022-23: 225.0872; 2023-24: 227.0884; 2024-25: 228.8524; 2025-26: 230.6066; 2026-27: 232.0522; 2027-28: 233.1395; 2028-29: 234.105; 2029-30: 234.8393; 2030-31: 235.542; 2031-32: 236.2648; 2032-33: 236.9691; 2033-34: 237.6776; 2034-35: 238.4699; 2035-36: 239.2306; 2036-37: 239.9676; 2037-38: 240.704; 2038-39: 241.5055; 2039-40: 242.4208; 2040-41: 243.3563; 2041-42: 244.2861; 2042-43: 245.2213; 2043-44: 246.1685; 2044-45: 247.1072; 2045-46: 248.0147; 2046-47: 248.897; 2047-48: 249.7919; 2048-49: 250.7061; 2049-50: 251.6092
42FP | Average household occupancy rate (excl. voids) | (39FP + 40FP) / (34FP + 35FP) | h/prop | 1 | 2019-20: #DIV/0!; 2020-21: #DIV/0!; 2021-22: 2.3698; 2022-23: 2.3652; 2023-24: 2.3567; 2024-25: 2.3485; 2025-26: 2.3395; 2026-27: 2.3301; 2027-28: 2.3209; 2028-29: 2.3126; 2029-30: 2.3042; 2030-31: 2.2964; 2031-32: 2.2888; 2032-33: 2.2813; 2033-34: 2.2741; 2034-35: 2.2682; 2035-36: 2.2621; 2036-37: 2.256; 2037-38: 2.2501; 2038-39: 2.245; 2039-40: 2.2412; 2040-41: 2.2379; 2041-42: 2.2346; 2042-43: 2.2314; 2043-44: 2.2285; 2044-45: 2.2257; 2045-46: 2.2227; 2046-47: 2.2196; 2047-48: 2.2168; 2048-49: 2.2143; 2049-50: 2.2119
43FP | Total Household Metering penetration (excl. voids) | 34FP / (34FP + 35FP) | % | 1 | 2019-20: #DIV/0!; 2020-21: #DIV/0!; 2021-22: 70.72%; 2022-23: 71.16%; 2023-24: 71.87%; 2024-25: 73.19%; 2025-26: 75.56%; 2026-27: 79.22%; 2027-28: 85.07%; 2028-29: 92.52%; 2029-30: 97.71%; 2030-31: 99.22%; 2031-32: 99.23%; 2032-33: 99.24%; 2033-34: 99.25%; 2034-35: 99.26%; 2035-36: 99.27%; 2036-37: 99.29%; 2037-38: 99.31%; 2038-39: 99.32%; 2039-40: 99.34%; 2040-41: 99.35%; 2041-42: 99.37%; 2042-43: 99.39%; 2043-44: 99.4%; 2044-45: 99.42%; 2045-46: 99.43%; 2046-47: 99.45%; 2047-48: 99.46%; 2048-49: 99.48%; 2049-50: 99.49%
44FP | Total Household Metering penetration (incl. voids) | (34FP) / (34FP + 34.7FP + 35FP + 35.1FP) | % | 1 | 2019-20: #DIV/0!; 2020-21: #DIV/0!; 2021-22: 68.57%; 2022-23: 69%; 2023-24: 69.69%; 2024-25: 70.97%; 2025-26: 73.29%; 2026-27: 76.85%; 2027-28: 82.53%; 2028-29: 89.77%; 2029-30: 94.81%; 2030-31: 96.28%; 2031-32: 96.29%; 2032-33: 96.3%; 2033-34: 96.31%; 2034-35: 96.32%; 2035-36: 96.33%; 2036-37: 96.35%; 2037-38: 96.37%; 2038-39: 96.38%; 2039-40: 96.4%; 2040-41: 96.41%; 2041-42: 96.43%; 2042-43: 96.44%; 2043-44: 96.46%; 2044-45: 96.47%; 2045-46: 96.49%; 2046-47: 96.5%; 2047-48: 96.52%; 2048-49: 96.53%; 2049-50: 96.54%
45FP | Distribution input | sum (12FP:15FP) + 21FP + 22FP + 27FP + 28FP | Ml/d | 2 | 2019-20: 0; 2020-21: 0; 2021-22: 46.4661; 2022-23: 46.9307; 2023-24: 48.0624; 2024-25: 48.3712; 2025-26: 48.2561; 2026-27: 47.8291; 2027-28: 48.8113; 2028-29: 47.9579; 2029-30: 47.3815; 2030-31: 47.0382; 2031-32: 46.7648; 2032-33: 46.3785; 2033-34: 45.9284; 2034-35: 45.6033; 2035-36: 45.3406; 2036-37: 45.0814; 2037-38: 44.8233; 2038-39: 44.7036; 2039-40: 44.5907; 2040-41: 44.4526; 2041-42: 44.3399; 2042-43: 44.2381; 2043-44: 44.2372; 2044-45: 44.2359; 2045-46: 44.2321; 2046-47: 44.2332; 2047-48: 44.2318; 2048-49: 44.2315; 2049-50: 44.225
46FP | Target headroom (climate change component) | Input | Ml/d | 2 | 2021-22: 0; 2022-23: 0.24723; 2023-24: 0.10544; 2024-25: 0.048198; 2025-26: 0.054191; 2026-27: 0.019023; 2027-28: 0.11365; 2028-29: 0.11886; 2029-30: 0.13975; 2030-31: 0.13039; 2031-32: 0.13081; 2032-33: 0.12671; 2033-34: 0.14884; 2034-35: 0.15837; 2035-36: 0.15788; 2036-37: 0.17091; 2037-38: 0.17639; 2038-39: 0.18307; 2039-40: 0.19348; 2040-41: 0.19028; 2041-42: 0.20209; 2042-43: 0.21278; 2043-44: 0.22482; 2044-45: 0.22652; 2045-46: 0.22287; 2046-47: 0.22894; 2047-48: 0.2401; 2048-49: 0.24545; 2049-50: 0.25868
47FP | Target headroom (All other components) | Input | Ml/d | 2 | 2021-22: 1.9965; 2022-23: 1.9759; 2023-24: 1.9857; 2024-25: 1.9774; 2025-26: 2.0011; 2026-27: 1.7214; 2027-28: 1.4288; 2028-29: 1.2608; 2029-30: 1.1521; 2030-31: 1.0391; 2031-32: 0.97745; 2032-33: 0.93698; 2033-34: 0.88167; 2034-35: 0.83943; 2035-36: 0.81168; 2036-37: 0.76667; 2037-38: 0.73736; 2038-39: 0.70145; 2039-40: 0.67039; 2040-41: 0.64671; 2041-42: 0.61983; 2042-43: 0.59301; 2043-44: 0.56524; 2044-45: 0.5409; 2045-46: 0.58146; 2046-47: 0.55878; 2047-48: 0.50578; 2048-49: 0.5037; 2049-50: 0.48174; 2099-101: 0
48FP | Target Headroom | 46FP + 47FP | Ml/d | 2 | 2019-20: 0; 2020-21: 0; 2021-22: 1.9965; 2022-23: 2.2232; 2023-24: 2.0911; 2024-25: 2.0256; 2025-26: 2.0553; 2026-27: 1.7404; 2027-28: 1.5425; 2028-29: 1.3796; 2029-30: 1.2918; 2030-31: 1.1694; 2031-32: 1.1083; 2032-33: 1.0637; 2033-34: 1.0305; 2034-35: 0.9978; 2035-36: 0.96956; 2036-37: 0.93759; 2037-38: 0.91376; 2038-39: 0.88452; 2039-40: 0.86387; 2040-41: 0.83699; 2041-42: 0.82192; 2042-43: 0.80579; 2043-44: 0.79006; 2044-45: 0.76742; 2045-46: 0.80432; 2046-47: 0.78772; 2047-48: 0.74588; 2048-49: 0.74915; 2049-50: 0.74043
49FP | Available Headroom | 11FP - 45FP | Ml/d | 2 | 2019-20: 0; 2020-21: 0; 2021-22: 13.5044; 2022-23: 12.9138; 2023-24: 11.7667; 2024-25: 11.4102; 2025-26: 11.4215; 2026-27: 11.1924; 2027-28: 10.0557; 2028-29: 8.79; 2029-30: 11.5521; 2030-31: 7.8373; 2031-32: 8.409; 2032-33: 11.9745; 2033-34: 12.5347; 2034-35: 13.0098; 2035-36: 13.3629; 2036-37: 13.6849; 2037-38: 14.0123; 2038-39: 14.1637; 2039-40: 14.3167; 2040-41: 18.341; 2041-42: 18.5013; 2042-43: 18.6607; 2043-44: 18.6912; 2044-45: 18.6996; 2045-46: 1.932; 2046-47: 1.9292; 2047-48: 1.9308; 2048-49: 1.9108; 2049-50: 1.9116
49.1FP | Available non-potable balance (if applicable) | 1.1FP - 12.1FP | Ml/d | 2 | 2019-20: 0; 2020-21: 0; 2021-22: 0; 2022-23: 0; 2023-24: 0; 2024-25: 0; 2025-26: 0; 2026-27: 0; 2027-28: 0; 2028-29: 0; 2029-30: 0; 2030-31: 0; 2031-32: 0; 2032-33: 0; 2033-34: 0; 2034-35: 0; 2035-36: 0; 2036-37: 0; 2037-38: 0; 2038-39: 0; 2039-40: 0; 2040-41: 0; 2041-42: 0; 2042-43: 0; 2043-44: 0; 2044-45: 0; 2045-46: 0; 2046-47: 0; 2047-48: 0; 2048-49: 0; 2049-50: 0
50FP | Supply Demand Balance | 49FP - 48FP | Ml/d | 2 | 2019-20: 0; 2020-21: 0; 2021-22: 11.5079; 2022-23: 10.6906; 2023-24: 9.6756; 2024-25: 9.3846; 2025-26: 9.3662; 2026-27: 9.452; 2027-28: 8.5133; 2028-29: 7.4104; 2029-30: 10.2603; 2030-31: 6.6679; 2031-32: 7.3007; 2032-33: 10.9108; 2033-34: 11.5042; 2034-35: 12.012; 2035-36: 12.3933; 2036-37: 12.7473; 2037-38: 13.0985; 2038-39: 13.2791; 2039-40: 13.4529; 2040-41: 17.504; 2041-42: 17.6794; 2042-43: 17.8549; 2043-44: 17.9011; 2044-45: 17.9322; 2045-46: 1.1276; 2046-47: 1.1414; 2047-48: 1.1849; 2048-49: 1.1617; 2049-50: 1.1711
Water Company | Essex and Suffolk Water | Version | 12
WRZ | ESWNCT | Planning Scenario | DYCP
Table 3d: DYCP - Baseline | Back to top of sheet
WRMP24 reference | Component | Derivation | Unit | Decimal places | 2019-20 | 2020-21 | 2021-22 | 2022-23 | 2023-24 | 2024-25 | 2025-26 | 2026-27 | 2027-28 | 2028-29 | 2029-30 | 2030-31 | 2031-32 | 2032-33 | 2033-34 | 2034-35 | 2035-36 | 2036-37 | 2037-38 | 2038-39 | 2039-40 | 2040-41 | 2041-42 | 2042-43 | 2043-44 | 2044-45 | 2045-46 | 2046-47 | 2047-48 | 2048-49 | 2049-50 | 2050-51 | 2051-52 | 2052-53 | 2053-54 | 2054-55 | 2055-56 | 2056-57 | 2057-58 | 2058-59 | 2059-60 | 2060-61 | 2061-62 | 2062-63 | 2063-64 | 2064-65 | 2065-66 | 2066-67 | 2067-68 | 2068-69 | 2069-70 | 2070-71 | 2071-72 | 2072-73 | 2073-74 | 2074-75 | 2075-76 | 2076-77 | 2077-78 | 2078-79 | 2079-80 | 2080-81 | 2081-82 | 2082-83 | 2083-84 | 2084-85 | 2085-86 | 2086-87 | 2087-88 | 2088-89 | 2089-90 | 2090-91 | 2091-92 | 2092-93 | 2093-94 | 2094-95 | 2095-96 | 2096-97 | 2097-98 | 2098-99 | 2099-100 | 2099-101
1BL | Raw water abstracted | Input | Ml/d | 2 | 2021-22: 61.6064; 2022-23: 62.0636; 2023-24: 62.1128; 2024-25: 62.828; 2025-26: 63.8553; 2026-27: 63.9493; 2027-28: 66.033; 2028-29: 65.8379; 2029-30: 65.6307; 2030-31: 65.5141; 2031-32: 65.4423; 2032-33: 65.3735; 2033-34: 65.22; 2034-35: 65.085; 2035-36: 64.9409; 2036-37: 64.7933; 2037-38: 64.6544; 2038-39: 64.5309; 2039-40: 64.4175; 2040-41: 64.306; 2041-42: 64.221; 2042-43: 64.1487; 2043-44: 64.1862; 2044-45: 64.2267; 2045-46: 64.2632; 2046-47: 64.3065; 2047-48: 64.3497; 2048-49: 64.4028; 2049-50: 64.4549
1.1BL | Non-potable water supplies | Input | Ml/d | 2 | 2021-22: 0; 2022-23: 0; 2023-24: 0; 2024-25: 0; 2025-26: 0; 2026-27: 0; 2027-28: 0; 2028-29: 0; 2029-30: 0; 2030-31: 0; 2031-32: 0; 2032-33: 0; 2033-34: 0; 2034-35: 0; 2035-36: 0; 2036-37: 0; 2037-38: 0; 2038-39: 0; 2039-40: 0; 2040-41: 0; 2041-42: 0; 2042-43: 0; 2043-44: 0; 2044-45: 0; 2045-46: 0; 2046-47: 0; 2047-48: 0; 2048-49: 0; 2049-50: 0
2BL | Raw water imported | Input | Ml/d | 2 | 2021-22: 0; 2022-23: 0; 2023-24: 0; 2024-25: 0; 2025-26: 0; 2026-27: 0; 2027-28: 0; 2028-29: 0; 2029-30: 0; 2030-31: 0; 2031-32: 0; 2032-33: 0; 2033-34: 0; 2034-35: 0; 2035-36: 0; 2036-37: 0; 2037-38: 0; 2038-39: 0; 2039-40: 0; 2040-41: 0; 2041-42: 0; 2042-43: 0; 2043-44: 0; 2044-45: 0; 2045-46: 0; 2046-47: 0; 2047-48: 0; 2048-49: 0; 2049-50: 0
3BL | Potable water imported | Input | Ml/d | 2 | 2021-22: 1.35; 2022-23: 1.35; 2023-24: 1.35; 2024-25: 1.35; 2025-26: 1.35; 2026-27: 1.35; 2027-28: 1.35; 2028-29: 1.35; 2029-30: 1.35; 2030-31: 1.35; 2031-32: 1.35; 2032-33: 1.35; 2033-34: 1.35; 2034-35: 1.35; 2035-36: 1.35; 2036-37: 1.35; 2037-38: 1.35; 2038-39: 1.35; 2039-40: 1.35; 2040-41: 1.35; 2041-42: 1.35; 2042-43: 1.35; 2043-44: 1.35; 2044-45: 1.35; 2045-46: 1.35; 2046-47: 1.35; 2047-48: 1.35; 2048-49: 1.35; 2049-50: 1.35
4BL | Raw water exported enter as -ve | Input | Ml/d | 2 | 2021-22: -3.38; 2022-23: -3.38; 2023-24: -3.38; 2024-25: -3.38; 2025-26: -3.38; 2026-27: -3.38; 2027-28: -3.38; 2028-29: -3.38; 2029-30: -3.38; 2030-31: -3.38; 2031-32: -3.38; 2032-33: -3.38; 2033-34: -3.38; 2034-35: -3.38; 2035-36: -3.38; 2036-37: -3.38; 2037-38: -3.38; 2038-39: -3.38; 2039-40: -3.38; 2040-41: -3.38; 2041-42: -3.38; 2042-43: -3.38; 2043-44: -3.38; 2044-45: -3.38; 2045-46: -3.38; 2046-47: -3.38; 2047-48: -3.38; 2048-49: -3.38; 2049-50: -3.38
5BL | Potable water exported enter as -ve | Input | Ml/d | 2 | 2021-22: -0.37; 2022-23: -0.37; 2023-24: -0.37; 2024-25: -0.37; 2025-26: -0.37; 2026-27: -0.37; 2027-28: -0.37; 2028-29: -0.37; 2029-30: -0.37; 2030-31: -0.37; 2031-32: -0.37; 2032-33: -0.37; 2033-34: -0.37; 2034-35: -0.37; 2035-36: -0.37; 2036-37: -0.37; 2037-38: -0.37; 2038-39: -0.37; 2039-40: -0.37; 2040-41: -0.37; 2041-42: -0.37; 2042-43: -0.37; 2043-44: -0.37; 2044-45: -0.37; 2045-46: -0.37; 2046-47: -0.37; 2047-48: -0.37; 2048-49: -0.37; 2049-50: -0.37
6BL | Deployable Output before forecast changes | Input | Ml/d | 2 | 2021-22: 97.37; 2022-23: 97.37; 2023-24: 97.37; 2024-25: 97.37; 2025-26: 97.37; 2026-27: 97.37; 2027-28: 97.37; 2028-29: 97.37; 2029-30: 97.37; 2030-31: 97.37; 2031-32: 97.37; 2032-33: 97.37; 2033-34: 97.37; 2034-35: 97.37; 2035-36: 97.37; 2036-37: 97.37; 2037-38: 97.37; 2038-39: 97.37; 2039-40: 97.37; 2040-41: 97.37; 2041-42: 97.37; 2042-43: 97.37; 2043-44: 97.37; 2044-45: 97.37; 2045-46: 97.37; 2046-47: 97.37; 2047-48: 97.37; 2048-49: 97.37; 2049-50: 97.37
6.1BL | Deployable Output post forecast changes | 6BL + 7BL | Ml/d | 2 | 2019-20: 0; 2020-21: 0; 2021-22: 97.37; 2022-23: 97.37; 2023-24: 97.37; 2024-25: 97.37; 2025-26: 97.37; 2026-27: 97.37; 2027-28: 97.37; 2028-29: 97.37; 2029-30: 97.37; 2030-31: 94.87; 2031-32: 94.87; 2032-33: 92.87; 2033-34: 92.87; 2034-35: 92.87; 2035-36: 92.87; 2036-37: 92.87; 2037-38: 92.87; 2038-39: 92.87; 2039-40: 92.87; 2040-41: 92.87; 2041-42: 92.87; 2042-43: 92.87; 2043-44: 92.87; 2044-45: 92.87; 2045-46: 92.87; 2046-47: 92.87; 2047-48: 92.87; 2048-49: 92.87; 2049-50: 92.87
7BL | Baseline forecast changes to Deployable Output | sum (7.1BL:7.6BL) | Ml/d | 2 | 2019-20: 0; 2020-21: 0; 2021-22: 0; 2022-23: 0; 2023-24: 0; 2024-25: 0; 2025-26: 0; 2026-27: 0; 2027-28: 0; 2028-29: 0; 2029-30: 0; 2030-31: -2.5; 2031-32: -2.5; 2032-33: -4.5; 2033-34: -4.5; 2034-35: -4.5; 2035-36: -4.5; 2036-37: -4.5; 2037-38: -4.5; 2038-39: -4.5; 2039-40: -4.5; 2040-41: -4.5; 2041-42: -4.5; 2042-43: -4.5; 2043-44: -4.5; 2044-45: -4.5; 2045-46: -4.5; 2046-47: -4.5; 2047-48: -4.5; 2048-49: -4.5; 2049-50: -4.5
7.1BL | Change in DO due to climate change | Input | Ml/d | 2 | 2021-22: 0; 2022-23: 0; 2023-24: 0; 2024-25: 0; 2025-26: 0; 2026-27: 0; 2027-28: 0; 2028-29: 0; 2029-30: 0; 2030-31: 0; 2031-32: 0; 2032-33: 0; 2033-34: 0; 2034-35: 0; 2035-36: 0; 2036-37: 0; 2037-38: 0; 2038-39: 0; 2039-40: 0; 2040-41: 0; 2041-42: 0; 2042-43: 0; 2043-44: 0; 2044-45: 0; 2045-46: 0; 2046-47: 0; 2047-48: 0; 2048-49: 0; 2049-50: 0
7.2BL | Total confirmed DO reductions to restore sustainable abstraction enter as -ve | Input | Ml/d | 2 | 2021-22: 0; 2022-23: 0; 2023-24: 0; 2024-25: 0; 2025-26: 0; 2026-27: 0; 2027-28: 0; 2028-29: 0; 2029-30: 0; 2030-31: -2.5; 2031-32: -2.5; 2032-33: -4.5; 2033-34: -4.5; 2034-35: -4.5; 2035-36: -4.5; 2036-37: -4.5; 2037-38: -4.5; 2038-39: -4.5; 2039-40: -4.5; 2040-41: -4.5; 2041-42: -4.5; 2042-43: -4.5; 2043-44: -4.5; 2044-45: -4.5; 2045-46: -4.5; 2046-47: -4.5; 2047-48: -4.5; 2048-49: -4.5; 2049-50: -4.5
7.3BL | Total expected DO reductions to restore sustainable abstraction (Environmental Destination) (excl. any confirmed reductions) enter as -ve | Input | Ml/d | 2 | 2021-22: 0; 2022-23: 0; 2023-24: 0; 2024-25: 0; 2025-26: 0; 2026-27: 0; 2027-28: 0; 2028-29: 0; 2029-30: 0; 2030-31: 0; 2031-32: 0; 2032-33: 0; 2033-34: 0; 2034-35: 0; 2035-36: 0; 2036-37: 0; 2037-38: 0; 2038-39: 0; 2039-40: 0; 2040-41: 0; 2041-42: 0; 2042-43: 0; 2043-44: 0; 2044-45: 0; 2045-46: 0; 2046-47: 0; 2047-48: 0; 2048-49: 0; 2049-50: 0
7.4BL | Change in DO from prolonged Outage reduction enter as -ve | Input | Ml/d | 2 | 2021-22: 0; 2022-23: 0; 2023-24: 0; 2024-25: 0; 2025-26: 0; 2026-27: 0; 2027-28: 0; 2028-29: 0; 2029-30: 0; 2030-31: 0; 2031-32: 0; 2032-33: 0; 2033-34: 0; 2034-35: 0; 2035-36: 0; 2036-37: 0; 2037-38: 0; 2038-39: 0; 2039-40: 0; 2040-41: 0; 2041-42: 0; 2042-43: 0; 2043-44: 0; 2044-45: 0; 2045-46: 0; 2046-47: 0; 2047-48: 0; 2048-49: 0; 2049-50: 0
7.5BL | Change in DO from drought measures | Zero for baseline | Ml/d | 2 | 2021-22: 0; 2022-23: 0; 2023-24: 0; 2024-25: 0; 2025-26: 0; 2026-27: 0; 2027-28: 0; 2028-29: 0; 2029-30: 0; 2030-31: 0; 2031-32: 0; 2032-33: 0; 2033-34: 0; 2034-35: 0; 2035-36: 0; 2036-37: 0; 2037-38: 0; 2038-39: 0; 2039-40: 0; 2040-41: 0; 2041-42: 0; 2042-43: 0; 2043-44: 0; 2044-45: 0; 2045-46: 0; 2046-47: 0; 2047-48: 0; 2048-49: 0; 2049-50: 0
7.6BL | Total other changes to DO (specify e.g. Nitrates) | Input | Ml/d | 2 | 2021-22: 0; 2022-23: 0; 2023-24: 0; 2024-25: 0; 2025-26: 0; 2026-27: 0; 2027-28: 0; 2028-29: 0; 2029-30: 0; 2030-31: 0; 2031-32: 0; 2032-33: 0; 2033-34: 0; 2034-35: 0; 2035-36: 0; 2036-37: 0; 2037-38: 0; 2038-39: 0; 2039-40: 0; 2040-41: 0; 2041-42: 0; 2042-43: 0; 2043-44: 0; 2044-45: 0; 2045-46: 0; 2046-47: 0; 2047-48: 0; 2048-49: 0; 2049-50: 0
8BL | Raw water losses, treatment works losses and operational use | Input | Ml/d | 2 | 2021-22: 12.13; 2022-23: 12.13; 2023-24: 12.13; 2024-25: 12.13; 2025-26: 12.13; 2026-27: 12.13; 2027-28: 12.13; 2028-29: 12.13; 2029-30: 12.13; 2030-31: 12.13; 2031-32: 12.13; 2032-33: 12.13; 2033-34: 12.13; 2034-35: 12.13; 2035-36: 12.13; 2036-37: 12.13; 2037-38: 12.13; 2038-39: 12.13; 2039-40: 12.13; 2040-41: 12.13; 2041-42: 12.13; 2042-43: 12.13; 2043-44: 12.13; 2044-45: 12.13; 2045-46: 12.13; 2046-47: 12.13; 2047-48: 12.13; 2048-49: 12.13; 2049-50: 12.13
9BL | Total Outage Allowance | Input | Ml/d | 2 | 2021-22: 7.51; 2022-23: 7.51; 2023-24: 7.51; 2024-25: 7.51; 2025-26: 7.51; 2026-27: 7.51; 2027-28: 7.51; 2028-29: 7.51; 2029-30: 7.51; 2030-31: 7.51; 2031-32: 7.51; 2032-33: 7.51; 2033-34: 7.51; 2034-35: 7.51; 2035-36: 7.51; 2036-37: 7.51; 2037-38: 7.51; 2038-39: 7.51; 2039-40: 7.51; 2040-41: 7.51; 2041-42: 7.51; 2042-43: 7.51; 2043-44: 7.51; 2044-45: 7.51; 2045-46: 7.51; 2046-47: 7.51; 2047-48: 7.51; 2048-49: 7.51; 2049-50: 7.51
10BL | Water Available For Use (own sources) | (6BL + 7BL) - (8BL + 9BL) | Ml/d | 2 | 2019-20: 0; 2020-21: 0; 2021-22: 77.73; 2022-23: 77.73; 2023-24: 77.73; 2024-25: 77.73; 2025-26: 77.73; 2026-27: 77.73; 2027-28: 77.73; 2028-29: 77.73; 2029-30: 77.73; 2030-31: 75.23; 2031-32: 75.23; 2032-33: 73.23; 2033-34: 73.23; 2034-35: 73.23; 2035-36: 73.23; 2036-37: 73.23; 2037-38: 73.23; 2038-39: 73.23; 2039-40: 73.23; 2040-41: 73.23; 2041-42: 73.23; 2042-43: 73.23; 2043-44: 73.23; 2044-45: 73.23; 2045-46: 73.23; 2046-47: 73.23; 2047-48: 73.23; 2048-49: 73.23; 2049-50: 73.23
11BL | Total Water Available For Use | 10BL + sum (2BL:5BL) | Ml/d | 2 | 2019-20: 0; 2020-21: 0; 2021-22: 75.33; 2022-23: 75.33; 2023-24: 75.33; 2024-25: 75.33; 2025-26: 75.33; 2026-27: 75.33; 2027-28: 75.33; 2028-29: 75.33; 2029-30: 75.33; 2030-31: 72.83; 2031-32: 72.83; 2032-33: 70.83; 2033-34: 70.83; 2034-35: 70.83; 2035-36: 70.83; 2036-37: 70.83; 2037-38: 70.83; 2038-39: 70.83; 2039-40: 70.83; 2040-41: 70.83; 2041-42: 70.83; 2042-43: 70.83; 2043-44: 70.83; 2044-45: 70.83; 2045-46: 70.83; 2046-47: 70.83; 2047-48: 70.83; 2048-49: 70.83; 2049-50: 70.83
12BL | Water delivered measured non-household | Input Note - consumption & uspl | Ml/d | 2 | 2021-22: 11.5944; 2022-23: 14.6503; 2023-24: 16.018; 2024-25: 16.7664; 2025-26: 17.4397; 2026-27: 17.6526; 2027-28: 19.7866; 2028-29: 19.8367; 2029-30: 19.8824; 2030-31: 19.9389; 2031-32: 19.9907; 2032-33: 20.0422; 2033-34: 20.0933; 2034-35: 20.1439; 2035-36: 20.1916; 2036-37: 20.2377; 2037-38: 20.283; 2038-39: 20.3276; 2039-40: 20.3719; 2040-41: 20.416; 2041-42: 20.459; 2042-43: 20.5012; 2043-44: 20.5425; 2044-45: 20.583; 2045-46: 20.6225; 2046-47: 20.6614; 2047-48: 20.6995; 2048-49: 20.7371; 2049-50: 20.774
12.1BL | Non-potable water consumption | Input | Ml/d | 2
13BL | Water delivered unmeasured non-household | Input Note - consumption & uspl | Ml/d | 2 | 2021-22: 0.058634; 2022-23: 0.0605; 2023-24: 0.059693; 2024-25: 0.03594; 2025-26: 0.016844; 2026-27: 0.016438; 2027-28: 0.016031; 2028-29: 0.015625; 2029-30: 0.015218; 2030-31: 0.014812; 2031-32: 0.014405; 2032-33: 0.013999; 2033-34: 0.013592; 2034-35: 0.013592; 2035-36: 0.013592; 2036-37: 0.013592; 2037-38: 0.013592; 2038-39: 0.013592; 2039-40: 0.013592; 2040-41: 0.013592; 2041-42: 0.013592; 2042-43: 0.013592; 2043-44: 0.013592; 2044-45: 0.013592; 2045-46: 0.013592; 2046-47: 0.013592; 2047-48: 0.013592; 2048-49: 0.013592; 2049-50: 0.013592
14BL | Water delivered measured household | Input Note - consumption & uspl | Ml/d | 2 | 2021-22: 17.9157; 2022-23: 17.7323; 2023-24: 17.7149; 2024-25: 17.9797; 2025-26: 18.7439; 2026-27: 19.4804; 2027-28: 19.8027; 2028-29: 20.108; 2029-30: 20.3833; 2030-31: 20.5949; 2031-32: 20.7497; 2032-33: 20.9046; 2033-34: 21.0586; 2034-35: 21.2255; 2035-36: 21.3824; 2036-37: 21.5433; 2037-38: 21.7037; 2038-39: 21.874; 2039-40: 22.0522; 2040-41: 22.1987; 2041-42: 22.3728; 2042-43: 22.5515; 2043-44: 22.7283; 2044-45: 22.9035; 2045-46: 23.0721; 2046-47: 23.2422; 2047-48: 23.4096; 2048-49: 23.5774; 2049-50: 23.7404
15BL | Water delivered unmeasured household | Input Note - consumption & uspl | Ml/d | 2 | 2021-22: 18.8398; 2022-23: 17.8846; 2023-24: 17.7173; 2024-25: 16.933; 2025-26: 15.6162; 2026-27: 14.5908; 2027-28: 14.199; 2028-29: 13.8098; 2029-30: 13.422; 2030-31: 13.1586; 2031-32: 13.023; 2032-33: 12.89; 2033-34: 12.7582; 2034-35: 12.6286; 2035-36: 12.5101; 2036-37: 12.3937; 2037-38: 12.2781; 2038-39: 12.1668; 2039-40: 12.0563; 2040-41: 11.9463; 2041-42: 11.8386; 2042-43: 11.738; 2043-44: 11.6437; 2044-45: 11.5513; 2045-46: 11.4598; 2046-47: 11.3724; 2047-48: 11.2857; 2048-49: 11.2007; 2049-50: 11.1142
16BL | Percentage of consumption driven by climate change | Input | % | 1 | 2021-22: 0%; 2022-23: 1.189%; 2023-24: 0.5303%; 2024-25: 0.5578%; 2025-26: 0.5515%; 2026-27: 0.6546%; 2027-28: 0.676%; 2028-29: 0.716%; 2029-30: 0.7557%; 2030-31: 0.7957%; 2031-32: 0.8422%; 2032-33: 0.8823%; 2033-34: 0.9221%; 2034-35: 0.9685%; 2035-36: 1.008%; 2036-37: 1.048%; 2037-38: 1.094%; 2038-39: 1.134%; 2039-40: 1.173%; 2040-41: 1.219%; 2041-42: 1.257%; 2042-43: 1.299%; 2043-44: 1.34%; 2044-45: 1.382%; 2045-46: 1.423%; 2046-47: 1.464%; 2047-48: 1.505%; 2048-49: 1.547%; 2049-50: 1.588%
17BL | Volume of consumption driven by climate change | 16BL * (12BL + sum(13BL:15BL) - sum (23BL:26BL)) | Ml/d | 2 | 2019-20: 0; 2020-21: 0; 2021-22: 0; 2022-23: 0.58757; 2023-24: 0.26853; 2024-25: 0.28381; 2025-26: 0.28119; 2026-27: 0.33333; 2027-28: 0.35813; 2028-29: 0.37912; 2029-30: 0.39963; 2030-31: 0.4208; 2031-32: 0.44593; 2032-33: 0.46777; 2033-34: 0.48955; 2034-35: 0.51497; 2035-36: 0.53694; 2036-37: 0.55899; 2037-38: 0.58453; 2038-39: 0.60683; 2039-40: 0.62931; 2040-41: 0.65475; 2041-42: 0.67674; 2042-43: 0.70059; 2043-44: 0.7246; 2044-45: 0.74866; 2045-46: 0.77264; 2046-47: 0.79681; 2047-48: 0.82099; 2048-49: 0.84528; 2049-50: 0.86946
18BL | Measured Household - PCC | ((14BL - 25BL) * 1,000,000) / (39BL *1,000) | l/h/d | 1 | 2019-20: #DIV/0!; 2020-21: #DIV/0!; 2021-22: 133.8122; 2022-23: 130.0853; 2023-24: 126.9119; 2024-25: 124.9867; 2025-26: 123.7402; 2026-27: 123.2122; 2027-28: 122.9455; 2028-29: 122.6817; 2029-30: 122.4205; 2030-31: 122.2292; 2031-32: 122.1281; 2032-33: 122.0515; 2033-34: 121.9639; 2034-35: 121.8932; 2035-36: 121.7926; 2036-37: 121.741; 2037-38: 121.698; 2038-39: 121.6771; 2039-40: 121.6299; 2040-41: 121.401; 2041-42: 121.3458; 2042-43: 121.3235; 2043-44: 121.2941; 2044-45: 121.268; 2045-46: 121.2378; 2046-47: 121.2404; 2047-48: 121.2272; 2048-49: 121.211; 2049-50: 121.1813
19BL | Unmeasured Household - PCC | ((15BL - 26BL) * 1,000,000) / (40BL *1,000) | l/h/d | 1 | 2019-20: #DIV/0!; 2020-21: #DIV/0!; 2021-22: 204.2551; 2022-23: 195.6903; 2023-24: 196.876; 2024-25: 193.8211; 2025-26: 191.4685; 2026-27: 191.0181; 2027-28: 190.5842; 2028-29: 190.1515; 2029-30: 189.7013; 2030-31: 189.4472; 2031-32: 189.4476; 2032-33: 189.4533; 2033-34: 189.446; 2034-35: 189.4396; 2035-36: 189.5705; 2036-37: 189.7038; 2037-38: 189.8204; 2038-39: 189.9746; 2039-40: 190.1122; 2040-41: 190.2265; 2041-42: 190.3449; 2042-43: 190.5495; 2043-44: 190.8288; 2044-45: 191.1136; 2045-46: 191.3842; 2046-47: 191.6983; 2047-48: 191.9979; 2048-49: 192.3018; 2049-50: 192.5508
20BL | Average Household - PCC | (((14BL - 25BL) + (15BL - 26BL)) * 1,000,000) / ((39BL + 40BL) *1,000) | l/h/d | 1 | 2019-20: #DIV/0!; 2020-21: #DIV/0!; 2021-22: 162.6238; 2022-23: 156.4935; 2023-24: 154.4266; 2024-25: 151.0831; 2025-26: 147.5409; 2026-27: 145.4053; 2027-28: 144.4419; 2028-29: 143.502; 2029-30: 142.5881; 2030-31: 141.9518; 2031-32: 141.6186; 2032-33: 141.3098; 2033-34: 140.992; 2034-35: 140.6829; 2035-36: 140.3964; 2036-37: 140.151; 2037-38: 139.9111; 2038-39: 139.696; 2039-40: 139.452; 2040-41: 139.0695; 2041-42: 138.821; 2042-43: 138.6225; 2043-44: 138.4397; 2044-45: 138.2641; 2045-46: 138.0869; 2046-47: 137.9495; 2047-48: 137.7981; 2048-49: 137.6465; 2049-50: 137.4748
21BL | Water taken unbilled | Input | Ml/d | 2 | 2021-22: 1.0979; 2022-23: 1.0896; 2023-24: 1.089; 2024-25: 1.0889; 2025-26: 1.0898; 2026-27: 1.0894; 2027-28: 1.089; 2028-29: 1.0886; 2029-30: 1.0882; 2030-31: 1.0879; 2031-32: 1.0876; 2032-33: 1.0872; 2033-34: 1.0869; 2034-35: 1.0866; 2035-36: 1.0862; 2036-37: 1.0859; 2037-38: 1.0856; 2038-39: 1.0852; 2039-40: 1.0849; 2040-41: 1.0846; 2041-42: 1.0843; 2042-43: 1.084; 2043-44: 1.0837; 2044-45: 1.0834; 2045-46: 1.0831; 2046-47: 1.0828; 2047-48: 1.0825; 2048-49: 1.0822; 2049-50: 1.0819
22BL | Distribution system operational use | Input | Ml/d | 2 | 2021-22: 0.71365; 2022-23: 0.71365; 2023-24: 0.71365; 2024-25: 0.71365; 2025-26: 0.71365; 2026-27: 0.71365; 2027-28: 0.71365; 2028-29: 0.71365; 2029-30: 0.71365; 2030-31: 0.71365; 2031-32: 0.71365; 2032-33: 0.71365; 2033-34: 0.71365; 2034-35: 0.71365; 2035-36: 0.71365; 2036-37: 0.71365; 2037-38: 0.71365; 2038-39: 0.71365; 2039-40: 0.71365; 2040-41: 0.71365; 2041-42: 0.71365; 2042-43: 0.71365; 2043-44: 0.71365; 2044-45: 0.71365; 2045-46: 0.71365; 2046-47: 0.71365; 2047-48: 0.71365; 2048-49: 0.71365; 2049-50: 0.71365
23BL | Measured Non Household - USPL | Input | Ml/d | 2 | 2021-22: 0.031941; 2022-23: 0.040252; 2023-24: 0.03887; 2024-25: 0.038091; 2025-26: 0.039203; 2026-27: 0.039378; 2027-28: 0.039553; 2028-29: 0.039728; 2029-30: 0.039903; 2030-31: 0.040078; 2031-32: 0.040253; 2032-33: 0.040428; 2033-34: 0.040603; 2034-35: 0.040778; 2035-36: 0.040953; 2036-37: 0.041128; 2037-38: 0.041303; 2038-39: 0.041478; 2039-40: 0.041653; 2040-41: 0.041828; 2041-42: 0.042003; 2042-43: 0.042178; 2043-44: 0.042353; 2044-45: 0.042528; 2045-46: 0.042703; 2046-47: 0.042878; 2047-48: 0.043053; 2048-49: 0.043228; 2049-50: 0.043403
24BL | Unmeasured Non Household - USPL | Input | Ml/d | 2 | 2021-22: 0.0029136; 2022-23: 0.0029391; 2023-24: 0.0027918; 2024-25: 0.0016156; 2025-26: 0.00075718; 2026-27: 0.00073891; 2027-28: 0.00072064; 2028-29: 0.00070237; 2029-30: 0.00068409; 2030-31: 0.00066582; 2031-32: 0.00064755; 2032-33: 0.00062928; 2033-34: 0.000611; 2034-35: 0.000611; 2035-36: 0.000611; 2036-37: 0.000611; 2037-38: 0.000611; 2038-39: 0.000611; 2039-40: 0.000611; 2040-41: 0.000611; 2041-42: 0.000611; 2042-43: 0.000611; 2043-44: 0.000611; 2044-45: 0.000611; 2045-46: 0.000611; 2046-47: 0.000611; 2047-48: 0.000611; 2048-49: 0.000611; 2049-50: 0.000611
25BL | Measured Household - USPL | Input | Ml/d | 2 | 2021-22: 0.39965; 2022-23: 0.46832; 2023-24: 0.45995; 2024-25: 0.45605; 2025-26: 0.48238; 2026-27: 0.50448; 2027-28: 0.51359; 2028-29: 0.5222; 2029-30: 0.53031; 2030-31: 0.53618; 2031-32: 0.5399; 2032-33: 0.54359; 2033-34: 0.54725; 2034-35: 0.55087; 2035-36: 0.55446; 2036-37: 0.55802; 2037-38: 0.56154; 2038-39: 0.56502; 2039-40: 0.5684; 2040-41: 0.57174; 2041-42: 0.57505; 2042-43: 0.57832; 2043-44: 0.58157; 2044-45: 0.58477; 2045-46: 0.58794; 2046-47: 0.59108; 2047-48: 0.59418; 2048-49: 0.59724; 2049-50: 0.60027
26BL | Unmeasured Household - USPL | Input | Ml/d | 2 | 2021-22: 0.33595; 2022-23: 0.38728; 2023-24: 0.36744; 2024-25: 0.3398; 2025-26: 0.30625; 2026-27: 0.27698; 2027-28: 0.26894; 2028-29: 0.26091; 2029-30: 0.2529; 2030-31: 0.24856; 2031-32: 0.24789; 2032-33: 0.24724; 2033-34: 0.24659; 2034-35: 0.24596; 2035-36: 0.24535; 2036-37: 0.24473; 2037-38: 0.24411; 2038-39: 0.2435; 2039-40: 0.24289; 2040-41: 0.24229; 2041-42: 0.24167; 2042-43: 0.24105; 2043-44: 0.24044; 2044-45: 0.23982; 2045-46: 0.2392; 2046-47: 0.23859; 2047-48: 0.23797; 2048-49: 0.23735; 2049-50: 0.23674
27BL | Void Properties - USPL | Input | Ml/d | 2 | 2021-22: 0.05123; 2022-23: 0.05958; 2023-24: 0.06015; 2024-25: 0.060283; 2025-26: 0.059388; 2026-27: 0.059802; 2027-28: 0.060213; 2028-29: 0.060585; 2029-30: 0.060919; 2030-31: 0.061251; 2031-32: 0.061592; 2032-33: 0.061931; 2033-34: 0.062267; 2034-35: 0.062603; 2035-36: 0.062937; 2036-37: 0.063268; 2037-38: 0.063596; 2038-39: 0.063921; 2039-40: 0.064241; 2040-41: 0.064557; 2041-42: 0.06487; 2042-43: 0.065181; 2043-44: 0.065488; 2044-45: 0.065793; 2045-46: 0.066095; 2046-47: 0.066394; 2047-48: 0.066691; 2048-49: 0.066984; 2049-50: 0.067274
28BL | Distribution losses | Input | Ml/d | 2 | 2021-22: 1.8924; 2022-23: 2.0527; 2023-24: 1.9641; 2024-25: 1.8797; 2025-26: 1.8876; 2026-27: 1.8942; 2027-28: 1.8926; 2028-29: 1.8914; 2029-30: 1.8908; 2030-31: 1.8888; 2031-32: 1.8853; 2032-33: 1.8817; 2033-34: 1.8782; 2034-35: 1.8747; 2035-36: 1.8713; 2036-37: 1.8678; 2037-38: 1.8644; 2038-39: 1.861; 2039-40: 1.8578; 2040-41: 1.8545; 2041-42: 1.8514; 2042-43: 1.8482; 2043-44: 1.8451; 2044-45: 1.842; 2045-46: 1.839; 2046-47: 1.836; 2047-48: 1.8331; 2048-49: 1.8301; 2049-50: 1.8273
29BL | Total Leakage | sum (23BL:28BL) | Ml/d | 2 | 2019-20: 0; 2020-21: 0; 2021-22: 2.7141; 2022-23: 3.0111; 2023-24: 2.8933; 2024-25: 2.7756; 2025-26: 2.7756; 2026-27: 2.7756; 2027-28: 2.7756; 2028-29: 2.7756; 2029-30: 2.7756; 2030-31: 2.7756; 2031-32: 2.7756; 2032-33: 2.7756; 2033-34: 2.7756; 2034-35: 2.7756; 2035-36: 2.7756; 2036-37: 2.7756; 2037-38: 2.7756; 2038-39: 2.7756; 2039-40: 2.7756; 2040-41: 2.7756; 2041-42: 2.7756; 2042-43: 2.7756; 2043-44: 2.7756; 2044-45: 2.7756; 2045-46: 2.7756; 2046-47: 2.7756; 2047-48: 2.7756; 2048-49: 2.7756; 2049-50: 2.7756
30BL | Leakage/property | (29BL * 1,000,000) / (36BL * 1,000) | l/prop/d | 2 | 2019-20: #DIV/0!; 2020-21: #DIV/0!; 2021-22: 26.1724; 2022-23: 28.9025; 2023-24: 27.4465; 2024-25: 26.051; 2025-26: 25.7716; 2026-27: 25.5256; 2027-28: 25.3188; 2028-29: 25.1363; 2029-30: 24.9766; 2030-31: 24.825; 2031-32: 24.6765; 2032-33: 24.5311; 2033-34: 24.3885; 2034-35: 24.2484; 2035-36: 24.1109; 2036-37: 23.9763; 2037-38: 23.8445; 2038-39: 23.7156; 2039-40: 23.5907; 2040-41: 23.4685; 2041-42: 23.349; 2042-43: 23.232; 2043-44: 23.1173; 2044-45: 23.005; 2045-46: 22.895; 2046-47: 22.7873; 2047-48: 22.6818; 2048-49: 22.5786; 2049-50: 22.4777
31BL | Measured Non Household - properties | Input | 000's | 2 | 2021-22: 5.909; 2022-23: 6.0497; 2023-24: 6.0798; 2024-25: 6.2107; 2025-26: 6.3921; 2026-27: 6.4206; 2027-28: 6.4491; 2028-29: 6.4777; 2029-30: 6.5062; 2030-31: 6.5347; 2031-32: 6.5633; 2032-33: 6.5918; 2033-34: 6.6203; 2034-35: 6.6489; 2035-36: 6.6774; 2036-37: 6.7059; 2037-38: 6.7345; 2038-39: 6.763; 2039-40: 6.7915; 2040-41: 6.8201; 2041-42: 6.8486; 2042-43: 6.8772; 2043-44: 6.9057; 2044-45: 6.9342; 2045-46: 6.9628; 2046-47: 6.9913; 2047-48: 7.0198; 2048-49: 7.0484; 2049-50: 7.0769
32BL | Unmeasured Non Household - properties | Input | 000's | 2 | 2021-22: 0.199; 2022-23: 0.20557; 2023-24: 0.20322; 2024-25: 0.12259; 2025-26: 0.057454; 2026-27: 0.056067; 2027-28: 0.054681; 2028-29: 0.053294; 2029-30: 0.051908; 2030-31: 0.050521; 2031-32: 0.049135; 2032-33: 0.047748; 2033-34: 0.046362; 2034-35: 0.046362; 2035-36: 0.046362; 2036-37: 0.046362; 2037-38: 0.046362; 2038-39: 0.046362; 2039-40: 0.046362; 2040-41: 0.046362; 2041-42: 0.046362; 2042-43: 0.046362; 2043-44: 0.046362; 2044-45: 0.046362; 2045-46: 0.046362; 2046-47: 0.046362; 2047-48: 0.046362; 2048-49: 0.046362; 2049-50: 0.046362
33BL | All void non-households - properties | Input | 000's | 2 | 2021-22: 1.199; 2022-23: 1.0715; 2023-24: 1.0751; 2024-25: 1.0561; 2025-26: 0.97118; 2026-27: 0.97533; 2027-28: 0.97947; 2028-29: 0.98362; 2029-30: 0.98777; 2030-31: 0.99192; 2031-32: 0.99607; 2032-33: 1.0002; 2033-34: 1.0044; 2034-35: 1.0087; 2035-36: 1.013; 2036-37: 1.0173; 2037-38: 1.0216; 2038-39: 1.0259; 2039-40: 1.0302; 2040-41: 1.0345; 2041-42: 1.0388; 2042-43: 1.0431; 2043-44: 1.0474; 2044-45: 1.0517; 2045-46: 1.056; 2046-47: 1.0603; 2047-48: 1.0646; 2048-49: 1.0689; 2049-50: 1.0732
34BL | Measured households - properties (excl. void) | Year before + sum (34.1BL:34.6BL) | 000's | 2 | 2021-22: 66.096; 2022-23: 66.8266; 2023-24: 68.3388; 2024-25: 70.3693; 2025-26: 74.0136; 2026-27: 77.218; 2027-28: 78.6612; 2028-29: 80.0138; 2029-30: 81.2783; 2030-31: 82.2367; 2031-32: 82.9101; 2032-33: 83.5768; 2033-34: 84.2371; 2034-35: 84.8914; 2035-36: 85.54; 2036-37: 86.1821; 2037-38: 86.818; 2038-39: 87.4473; 2039-40: 88.0627; 2040-41: 88.6714; 2041-42: 89.2737; 2042-43: 89.8699; 2043-44: 90.4601; 2044-45: 91.044; 2045-46: 91.6215; 2046-47: 92.1928; 2047-48: 92.7576; 2048-49: 93.3153; 2049-50: 93.8661
34.1BL | New build properties - properties | Input (new builds in each year) | 000's | 2 | 2021-22: 0.427; 2022-23: 0.48689; 2023-24: 1.2296; 2024-25: 1.1195; 2025-26: 1.1504; 2026-27: 1.0327; 2027-28: 0.88167; 2028-29: 0.78833; 2029-30: 0.69919; 2030-31: 0.67067; 2031-32: 0.66396; 2032-33: 0.65699; 2033-34: 0.65042; 2034-35: 0.64425; 2035-36: 0.63837; 2036-37: 0.63164; 2037-38: 0.62536; 2038-39: 0.61843; 2039-40: 0.61192; 2040-41: 0.6049; 2041-42: 0.59845; 2042-43: 0.59205; 2043-44: 0.58593; 2044-45: 0.5794; 2045-46: 0.57284; 2046-47: 0.56638; 2047-48: 0.55974; 2048-49: 0.55243; 2049-50: 0.54531
34.2BL | Meter optants - properties | Input (meter optants in each year) | 000's | 2 | 2021-22: 0; 2022-23: 0.27817; 2023-24: 0.338; 2024-25: 0.9835; 2025-26: 2.6174; 2026-27: 2.28; 2027-28: 0.61622; 2028-29: 0.61622; 2029-30: 0.61622; 2030-31: 0.32929; 2031-32: 0.042365; 2032-33: 0.042365; 2033-34: 0.042365; 2034-35: 0.042365; 2035-36: 0.042365; 2036-37: 0.042365; 2037-38: 0.042365; 2038-39: 0.042365; 2039-40: 0.042365; 2040-41: 0.042365; 2041-42: 0.042365; 2042-43: 0.042365; 2043-44: 0.042365; 2044-45: 0.042365; 2045-46: 0.042365; 2046-47: 0.042365; 2047-48: 0.042365; 2048-49: 0.042365; 2049-50: 0.042365
34.3BL | Compulsory metering - properties | Input (compulsory meters in each year) | 000's | 2 | 2021-22: 0; 2022-23: 0; 2023-24: 0; 2024-25: 0; 2025-26: 0; 2026-27: 0.003; 2027-28: 0.003; 2028-29: 0.003; 2029-30: 0.003; 2030-31: 0.003; 2031-32: 0.003; 2032-33: 0.003; 2033-34: 0.003; 2034-35: 0.003; 2035-36: 0.003; 2036-37: 0.003; 2037-38: 0.003; 2038-39: 0.003; 2039-40: 0.003; 2040-41: 0.003; 2041-42: 0.003; 2042-43: 0.003; 2043-44: 0.003; 2044-45: 0.003; 2045-46: 0.003; 2046-47: 0.003; 2047-48: 0.003; 2048-49: 0.003; 2049-50: 0.003
34.4BL | Metering on change of occupancy - properties | Input (change of occupancy meters in each year) | 000's | 2 | 2021-22: 0; 2022-23: 0; 2023-24: 0; 2024-25: 0; 2025-26: 0; 2026-27: 0; 2027-28: 0; 2028-29: 0; 2029-30: 0; 2030-31: 0; 2031-32: 0; 2032-33: 0; 2033-34: 0; 2034-35: 0; 2035-36: 0; 2036-37: 0; 2037-38: 0; 2038-39: 0; 2039-40: 0; 2040-41: 0; 2041-42: 0; 2042-43: 0; 2043-44: 0; 2044-45: 0; 2045-46: 0; 2046-47: 0; 2047-48: 0; 2048-49: 0; 2049-50: 0
34.5BL | Selective metering - properties | Input (selective meters in each year) | 000's | 2 | 2021-22: 0; 2022-23: 0.001155; 2023-24: 0.00231; 2024-25: 0.001155; 2025-26: 0.0015; 2026-27: 0.003; 2027-28: 0.003; 2028-29: 0.003; 2029-30: 0.003; 2030-31: 0.003; 2031-32: 0.003; 2032-33: 0.003; 2033-34: 0.003; 2034-35: 0.003; 2035-36: 0.003; 2036-37: 0.003; 2037-38: 0.003; 2038-39: 0.003; 2039-40: 0.003; 2040-41: 0.003; 2041-42: 0.003; 2042-43: 0.003; 2043-44: 0.003; 2044-45: 0.003; 2045-46: 0.003; 2046-47: 0.003; 2047-48: 0.003; 2048-49: 0.003; 2049-50: 0.003
34.6BL | Other changes to existing metering - properties | Input (other changes to meters in each year) | 000's | 2 | 2021-22: 0; 2022-23: -0.035588; 2023-24: -0.057711; 2024-25: -0.073583; 2025-26: -0.12508; 2026-27: -0.11432; 2027-28: -0.060619; 2028-29: -0.058005; 2029-30: -0.056895; 2030-31: -0.047562; 2031-32: -0.03889; 2032-33: -0.038689; 2033-34: -0.038495; 2034-35: -0.038311; 2035-36: -0.038137; 2036-37: -0.037937; 2037-38: -0.037754; 2038-39: -0.037554; 2039-40: -0.044833; 2040-41: -0.044627; 2041-42: -0.044442; 2042-43: -0.044256; 2043-44: -0.044074; 2044-45: -0.043881; 2045-46: -0.043688; 2046-47: -0.043499; 2047-48: -0.043306; 2048-49: -0.043093; 2049-50: -0.042884
34.7BL | Measured household void properties | Input | 000's | 2 | 2021-22: 2.014; 2022-23: 2.038; 2023-24: 2.0842; 2024-25: 2.1462; 2025-26: 2.2574; 2026-27: 2.3549; 2027-28: 2.3986; 2028-29: 2.4398; 2029-30: 2.4783; 2030-31: 2.5074; 2031-32: 2.5279; 2032-33: 2.5482; 2033-34: 2.5683; 2034-35: 2.5882; 2035-36: 2.6079; 2036-37: 2.6275; 2037-38: 2.6468; 2038-39: 2.666; 2039-40: 2.6847; 2040-41: 2.7032; 2041-42: 2.7215; 2042-43: 2.7397; 2043-44: 2.7576; 2044-45: 2.7754; 2045-46: 2.793; 2046-47: 2.8104; 2047-48: 2.8276; 2048-49: 2.8446; 2049-50: 2.8613
35BL | Unmeasured households - properties (excl. void) | Input | 000's | 2 | 2021-22: 27.367; 2022-23: 27.0878; 2023-24: 26.7459; 2024-25: 25.7832; 2025-26: 23.2379; 2026-27: 21.0166; 2027-28: 20.4066; 2028-29: 19.7976; 2029-30: 19.1896; 2030-31: 18.8602; 2031-32: 18.8096; 2032-33: 18.7598; 2033-34: 18.7111; 2034-35: 18.6633; 2035-36: 18.6165; 2036-37: 18.5697; 2037-38: 18.5229; 2038-39: 18.4761; 2039-40: 18.4302; 2040-41: 18.3844; 2041-42: 18.3376; 2042-43: 18.2908; 2043-44: 18.244; 2044-45: 18.1971; 2045-46: 18.1503; 2046-47: 18.1035; 2047-48: 18.0567; 2048-49: 18.0099; 2049-50: 17.9631
35.1BL | Unmeasured household void properties | Input | 000's | 2 | 2021-22: 0.915; 2022-23: 0.90086; 2023-24: 0.88945; 2024-25: 0.85549; 2025-26: 0.7689; 2026-27: 0.69518; 2027-28: 0.67492; 2028-29: 0.65469; 2029-30: 0.63449; 2030-31: 0.62355; 2031-32: 0.62187; 2032-33: 0.62022; 2033-34: 0.6186; 2034-35: 0.61702; 2035-36: 0.61546; 2036-37: 0.61391; 2037-38: 0.61235; 2038-39: 0.6108; 2039-40: 0.60927; 2040-41: 0.60775; 2041-42: 0.60619; 2042-43: 0.60464; 2043-44: 0.60308; 2044-45: 0.60152; 2045-46: 0.59997; 2046-47: 0.59841; 2047-48: 0.59686; 2048-49: 0.5953; 2049-50: 0.59374
36BL | Total Resource Zone Properties (incl. voids) | sum (31BL:34BL) + 34.7BL + 35BL + 35.1BL | 000's | 2 | 2019-20: 0; 2020-21: 0; 2021-22: 103.699; 2022-23: 104.1801; 2023-24: 105.4164; 2024-25: 106.5437; 2025-26: 107.6985; 2026-27: 108.7366; 2027-28: 109.6247; 2028-29: 110.4205; 2029-30: 111.1265; 2030-31: 111.8051; 2031-32: 112.478; 2032-33: 113.1448; 2033-34: 113.8061; 2034-35: 114.4638; 2035-36: 115.1166; 2036-37: 115.7627; 2037-38: 116.4025; 2038-39: 117.0354; 2039-40: 117.655; 2040-41: 118.2676; 2041-42: 118.8728; 2042-43: 119.4716; 2043-44: 120.0643; 2044-45: 120.6504; 2045-46: 121.23; 2046-47: 121.8031; 2047-48: 122.3695; 2048-49: 122.9287; 2049-50: 123.4807
37BL | Measured Non Household - Population | Input | 000's | 2 | 2021-22: 2.9168; 2022-23: 2.9608; 2023-24: 3.0027; 2024-25: 3.0373; 2025-26: 3.0667; 2026-27: 3.108; 2027-28: 3.1565; 2028-29: 3.2044; 2029-30: 3.2484; 2030-31: 3.2888; 2031-32: 3.3509; 2032-33: 3.4128; 2033-34: 3.4591; 2034-35: 3.4922; 2035-36: 3.5218; 2036-37: 3.5496; 2037-38: 3.5809; 2038-39: 3.6153; 2039-40: 3.6489; 2040-41: 3.6849; 2041-42: 3.7265; 2042-43: 3.7731; 2043-44: 3.8247; 2044-45: 3.8756; 2045-46: 3.9314; 2046-47: 3.9891; 2047-48: 4.0471; 2048-49: 4.1066; 2049-50: 4.163
38BL | Unmeasured Non Household - Population | Input | 000's | 2 | 2021-22: 0; 2022-23: 0; 2023-24: 0; 2024-25: 0; 2025-26: 0; 2026-27: 0; 2027-28: 0; 2028-29: 0; 2029-30: 0; 2030-31: 0; 2031-32: 0; 2032-33: 0; 2033-34: 0; 2034-35: 0; 2035-36: 0; 2036-37: 0; 2037-38: 0; 2038-39: 0; 2039-40: 0; 2040-41: 0; 2041-42: 0; 2042-43: 0; 2043-44: 0; 2044-45: 0; 2045-46: 0; 2046-47: 0; 2047-48: 0; 2048-49: 0; 2049-50: 0
39BL | Measured Household - Population | Input | 000's | 2 | 2021-22: 130.9006; 2022-23: 132.7131; 2023-24: 135.9599; 2024-25: 140.2042; 2025-26: 147.5793; 2026-27: 154.0099; 2027-28: 156.8915; 2028-29: 159.6475; 2029-30: 162.1708; 2030-31: 164.1075; 2031-32: 165.4802; 2032-33: 166.8235; 2033-34: 168.1752; 2034-35: 169.613; 2035-36: 171.0111; 2036-37: 172.3763; 2037-38: 173.7263; 2038-39: 175.1277; 2039-40: 176.6328; 2040-41: 178.1445; 2041-42: 179.6337; 2042-43: 181.1124; 2043-44: 182.5875; 2044-45: 184.0443; 2045-46: 185.4547; 2046-47: 186.828; 2047-48: 188.204; 2048-49: 189.5881; 2049-50: 190.9549
40BL | Unmeasured Household - Population | Input | 000's | 2 | 2021-22: 90.5921; 2022-23: 89.4133; 2023-24: 88.1258; 2024-25: 85.6109; 2025-26: 79.9606; 2026-27: 74.9343; 2027-28: 73.0915; 2028-29: 71.2532; 2029-30: 69.4201; 2030-31: 68.1457; 2031-32: 67.4337; 2032-33: 66.7329; 2033-34: 66.0433; 2034-35: 65.3648; 2035-36: 64.6977; 2036-37: 64.0418; 2037-38: 63.3968; 2038-39: 62.7625; 2039-40: 62.1391; 2040-41: 61.5269; 2041-42: 60.9259; 2042-43: 60.3357; 2043-44: 59.7563; 2044-45: 59.1873; 2045-46: 58.6286; 2046-47: 58.0799; 2047-48: 57.5408; 2048-49: 57.0114; 2049-50: 56.4913
41BL | Total Resource Zone Population | sum (37BL:40BL) | 000's | 2 | 2019-20: 0; 2020-21: 0; 2021-22: 224.4095; 2022-23: 225.0872; 2023-24: 227.0884; 2024-25: 228.8524; 2025-26: 230.6066; 2026-27: 232.0522; 2027-28: 233.1395; 2028-29: 234.105; 2029-30: 234.8393; 2030-31: 235.542; 2031-32: 236.2648; 2032-33: 236.9691; 2033-34: 237.6776; 2034-35: 238.4699; 2035-36: 239.2306; 2036-37: 239.9676; 2037-38: 240.704; 2038-39: 241.5055; 2039-40: 242.4208; 2040-41: 243.3563; 2041-42: 244.2861; 2042-43: 245.2213; 2043-44: 246.1685; 2044-45: 247.1072; 2045-46: 248.0147; 2046-47: 248.897; 2047-48: 249.7919; 2048-49: 250.7061; 2049-50: 251.6092
42BL | Average household occupancy rate (excl. voids) | (39BL + 40BL) / (34BL + 35BL) | h/prop | 1 | 2019-20: #DIV/0!; 2020-21: #DIV/0!; 2021-22: 2.3698; 2022-23: 2.3652; 2023-24: 2.3567; 2024-25: 2.3485; 2025-26: 2.3397; 2026-27: 2.3306; 2027-28: 2.3215; 2028-29: 2.3134; 2029-30: 2.3051; 2030-31: 2.2973; 2031-32: 2.2898; 2032-33: 2.2822; 2033-34: 2.2751; 2034-35: 2.2691; 2035-36: 2.263; 2036-37: 2.2569; 2037-38: 2.251; 2038-39: 2.2459; 2039-40: 2.2421; 2040-41: 2.2388; 2041-42: 2.2354; 2042-43: 2.2323; 2043-44: 2.2294; 2044-45: 2.2266; 2045-46: 2.2236; 2046-47: 2.2205; 2047-48: 2.2176; 2048-49: 2.2151; 2049-50: 2.2127
43BL | Total Household Metering penetration (excl. voids) | 34BL / (34BL + 35BL) | % | 1 | 2019-20: #DIV/0!; 2020-21: #DIV/0!; 2021-22: 70.72%; 2022-23: 71.16%; 2023-24: 71.87%; 2024-25: 73.19%; 2025-26: 76.11%; 2026-27: 78.61%; 2027-28: 79.4%; 2028-29: 80.16%; 2029-30: 80.9%; 2030-31: 81.34%; 2031-32: 81.51%; 2032-33: 81.67%; 2033-34: 81.82%; 2034-35: 81.98%; 2035-36: 82.13%; 2036-37: 82.27%; 2037-38: 82.42%; 2038-39: 82.56%; 2039-40: 82.69%; 2040-41: 82.83%; 2041-42: 82.96%; 2042-43: 83.09%; 2043-44: 83.22%; 2044-45: 83.34%; 2045-46: 83.47%; 2046-47: 83.59%; 2047-48: 83.71%; 2048-49: 83.82%; 2049-50: 83.94%
44BL | Total Household Metering penetration (incl. voids) | (34BL) / (34BL + 34.7BL + 35BL + 35.1BL) | % | 1 | 2019-20: #DIV/0!; 2020-21: #DIV/0!; 2021-22: 68.57%; 2022-23: 69%; 2023-24: 69.69%; 2024-25: 70.97%; 2025-26: 73.81%; 2026-27: 76.24%; 2027-28: 77.01%; 2028-29: 77.75%; 2029-30: 78.47%; 2030-31: 78.9%; 2031-32: 79.06%; 2032-33: 79.22%; 2033-34: 79.37%; 2034-35: 79.52%; 2035-36: 79.66%; 2036-37: 79.8%; 2037-38: 79.94%; 2038-39: 80.08%; 2039-40: 80.21%; 2040-41: 80.34%; 2041-42: 80.47%; 2042-43: 80.6%; 2043-44: 80.72%; 2044-45: 80.84%; 2045-46: 80.96%; 2046-47: 81.08%; 2047-48: 81.2%; 2048-49: 81.31%; 2049-50: 81.42%
45BL | Distribution input | sum (12BL:15BL) +21BL + 22BL + 27BL + 28BL | Ml/d | 2 | 2019-20: 0; 2020-21: 0; 2021-22: 52.1638; 2022-23: 54.2432; 2023-24: 55.3368; 2024-25: 55.4576; 2025-26: 55.5671; 2026-27: 55.4972; 2027-28: 57.5597; 2028-29: 57.5244; 2029-30: 57.4566; 2030-31: 57.4589; 2031-32: 57.5259; 2032-33: 57.5954; 2033-34: 57.6648; 2034-35: 57.7493; 2035-36: 57.8318; 2036-37: 57.9189; 2037-38: 58.0056; 2038-39: 58.1059; 2039-40: 58.2146; 2040-41: 58.2919; 2041-42: 58.3982; 2042-43: 58.5153; 2043-44: 58.636; 2044-45: 58.7562; 2045-46: 58.8698; 2046-47: 58.9884; 2047-48: 59.1043; 2048-49: 59.2218; 2049-50: 59.3323
46BL | Target headroom (climate change component) | Input | Ml/d | 2 | 2021-22: 0; 2022-23: 0; 2023-24: 0; 2024-25: 0; 2025-26: 0; 2026-27: 0; 2027-28: 0; 2028-29: 0; 2029-30: 0; 2030-31: 0; 2031-32: 0; 2032-33: 0; 2033-34: 0; 2034-35: 0; 2035-36: 0; 2036-37: 0; 2037-38: 0; 2038-39: 0; 2039-40: 0; 2040-41: 0; 2041-42: 0; 2042-43: 0; 2043-44: 0; 2044-45: 0; 2045-46: 0; 2046-47: 0; 2047-48: 0; 2048-49: 0; 2049-50: 0
47BL | Target headroom (All other components) | Input | Ml/d | 2 |  |  | 2.3058 | 2.7054 | 2.5502 | 2.5129 | 2.5227 | 2.2396 | 1.9632 | 1.8218 | 1.7249 | 1.6397 | 1.5924 | 1.5558 | 1.5019 | 1.486 | 1.4622 | 1.4443 | 1.4381 | 1.4068 | 1.4057 | 1.3905 | 1.3887 | 1.375 | 1.3722 | 1.3721 | 1.3613 | 1.3674 | 1.337 | 1.3552 | 1.3645 | 1.3559 | 1.3834 | 1.4014 | 1.4307 | 1.4549 | 1.4791 | 1.5059 | 1.5395 | 1.5616 | 1.5879 | 1.616 | 1.6432 | 1.6674 | 1.6981 | 1.7106 | 1.753 | 1.7755 | 1.7909 | 1.8184 | 1.8438 | 1.8676 | 1.8822 | 1.9094 | 1.9335 | 1.9494 | 1.9802 | 1.9987 | 2.0121 | 2.0269 | 2.0605 | 2.0812 | 2.1005 | 2.1296 | 2.1481 | 2.1732 | 2.1945 | 2.2196 | 2.2313 | 2.2586 | 2.2774 | 2.2841 | 2.3173 | 2.3388 | 2.3602 | 2.3863 | 2.3957 | 2.4232 | 2.4457 | 2.4703 | 2.3359
48BL | Target Headroom | 46BL + 47BL | Ml/d | 2 | 2019-20: 0; 2020-21: 0; 2021-22: 2.3058; 2022-23: 2.7054; 2023-24: 2.5502; 2024-25: 2.5129; 2025-26: 2.5227; 2026-27: 2.2396; 2027-28: 1.9632; 2028-29: 1.8218; 2029-30: 1.7249; 2030-31: 1.6397; 2031-32: 1.5924; 2032-33: 1.5558; 2033-34: 1.5019; 2034-35: 1.486; 2035-36: 1.4622; 2036-37: 1.4443; 2037-38: 1.4381; 2038-39: 1.4068; 2039-40: 1.4057; 2040-41: 1.3905; 2041-42: 1.3887; 2042-43: 1.375; 2043-44: 1.3722; 2044-45: 1.3721; 2045-46: 1.3613; 2046-47: 1.3674; 2047-48: 1.337; 2048-49: 1.3552; 2049-50: 1.3645
49BL | Available Headroom | 11BL - 45BL | Ml/d | 2 | 2019-20: 0; 2020-21: 0; 2021-22: 23.1662; 2022-23: 21.0868; 2023-24: 19.9932; 2024-25: 19.8724; 2025-26: 19.7629; 2026-27: 19.8328; 2027-28: 17.7703; 2028-29: 17.8056; 2029-30: 17.8734; 2030-31: 15.3711; 2031-32: 15.3041; 2032-33: 13.2346; 2033-34: 13.1652; 2034-35: 13.0807; 2035-36: 12.9982; 2036-37: 12.9111; 2037-38: 12.8244; 2038-39: 12.7241; 2039-40: 12.6154; 2040-41: 12.5381; 2041-42: 12.4318; 2042-43: 12.3147; 2043-44: 12.194; 2044-45: 12.0738; 2045-46: 11.9602; 2046-47: 11.8416; 2047-48: 11.7257; 2048-49: 11.6082; 2049-50: 11.4977
49.1BL | Available non-potable balance (if applicable) | 1.1BL -12.1BL | Ml/d | 2 | 2019-20: 0; 2020-21: 0; 2021-22: 0; 2022-23: 0; 2023-24: 0; 2024-25: 0; 2025-26: 0; 2026-27: 0; 2027-28: 0; 2028-29: 0; 2029-30: 0; 2030-31: 0; 2031-32: 0; 2032-33: 0; 2033-34: 0; 2034-35: 0; 2035-36: 0; 2036-37: 0; 2037-38: 0; 2038-39: 0; 2039-40: 0; 2040-41: 0; 2041-42: 0; 2042-43: 0; 2043-44: 0; 2044-45: 0; 2045-46: 0; 2046-47: 0; 2047-48: 0; 2048-49: 0; 2049-50: 0
50BL | Supply Demand Balance |  | Ml/d | 2 | 2019-20: 0; 2020-21: 0; 2021-22: 20.8604; 2022-23: 18.3814; 2023-24: 17.443; 2024-25: 17.3594; 2025-26: 17.2403; 2026-27: 17.5932; 2027-28: 15.8071; 2028-29: 15.9838; 2029-30: 16.1485; 2030-31: 13.7314; 2031-32: 13.7116; 2032-33: 11.6788; 2033-34: 11.6634; 2034-35: 11.5948; 2035-36: 11.536; 2036-37: 11.4668; 2037-38: 11.3863; 2038-39: 11.3173; 2039-40: 11.2097; 2040-41: 11.1476; 2041-42: 11.0431; 2042-43: 10.9397; 2043-44: 10.8218; 2044-45: 10.7017; 2045-46: 10.5989; 2046-47: 10.4742; 2047-48: 10.3887; 2048-49: 10.253; 2049-50: 10.1332
Table 3e: DYCP - Final plan Options | Back to top of sheet
WRMP24 reference | Option type | Cat ID | Unit | Decimal places | 2019-20 | 2020-21 | 2021-22 | 2022-23 | 2023-24 | 2024-25 | 2025-26 | 2026-27 | 2027-28 | 2028-29 | 2029-30 | 2030-31 | 2031-32 | 2032-33 | 2033-34 | 2034-35 | 2035-36 | 2036-37 | 2037-38 | 2038-39 | 2039-40 | 2040-41 | 2041-42 | 2042-43 | 2043-44 | 2044-45 | 2045-46 | 2046-47 | 2047-48 | 2048-49 | 2049-50 | 2050-51 | 2051-52 | 2052-53 | 2053-54 | 2054-55 | 2055-56 | 2056-57 | 2057-58 | 2058-59 | 2059-60 | 2060-61 | 2061-62 | 2062-63 | 2063-64 | 2064-65 | 2065-66 | 2066-67 | 2067-68 | 2068-69 | 2069-70 | 2070-71 | 2071-72 | 2072-73 | 2073-74 | 2074-75 | 2075-76 | 2076-77 | 2077-78 | 2078-79 | 2079-80 | 2080-81 | 2081-82 | 2082-83 | 2083-84 | 2084-85 | 2085-86 | 2086-87 | 2087-88 | 2088-89 | 2089-90 | 2090-91 | 2091-92 | 2092-93 | 2093-94 | 2094-95 | 2095-96 | 2096-97 | 2097-98 | 2098-99 | 2099-100 | 2099-101
1.11FP | Non potable supplies input reductions as -ve and increases as +ve | RSNPS | Ml/d | 2 | 2021-22: 0; 2022-23: 0; 2023-24: 0; 2024-25: 0; 2025-26: 0; 2026-27: 0; 2027-28: 0; 2028-29: 0; 2029-30: 0; 2030-31: 0; 2031-32: 0; 2032-33: 0; 2033-34: 0; 2034-35: 0; 2035-36: 0; 2036-37: 0; 2037-38: 0; 2038-39: 0; 2039-40: 0; 2040-41: 0; 2041-42: 0; 2042-43: 0; 2043-44: 0; 2044-45: 0; 2045-46: 0; 2046-47: 0; 2047-48: 0; 2048-49: 0; 2049-50: 0
2.1FP | Raw water imports | RSRWI | Ml/d | 2 | 2021-22: 0; 2022-23: 0; 2023-24: 0; 2024-25: 0; 2025-26: 0; 2026-27: 0; 2027-28: 0; 2028-29: 0; 2029-30: 0; 2030-31: 0; 2031-32: 0; 2032-33: 0; 2033-34: 0; 2034-35: 0; 2035-36: 0; 2036-37: 0; 2037-38: 0; 2038-39: 0; 2039-40: 0; 2040-41: 0; 2041-42: 0; 2042-43: 0; 2043-44: 0; 2044-45: 0; 2045-46: 0; 2046-47: 0; 2047-48: 0; 2048-49: 0; 2049-50: 0
3.1FP | Potable water imports input reductions as -ve | RSPWI | Ml/d | 2 | 2021-22: 0; 2022-23: 0; 2023-24: 0; 2024-25: 0; 2025-26: 0; 2026-27: 0; 2027-28: 0; 2028-29: 0; 2029-30: 0; 2030-31: 0; 2031-32: 0; 2032-33: 0; 2033-34: 0; 2034-35: 0; 2035-36: 0; 2036-37: 0; 2037-38: 0; 2038-39: 0; 2039-40: 0; 2040-41: 0; 2041-42: 0; 2042-43: 0; 2043-44: 0; 2044-45: 0; 2045-46: 0; 2046-47: 0; 2047-48: 0; 2048-49: 0; 2049-50: 0
4.1FP | Raw water exports input reductions as +ve and increases as -ve | RSRWE | Ml/d | 2 | 2021-22: 0; 2022-23: 0; 2023-24: 0; 2024-25: 0; 2025-26: 0; 2026-27: 0; 2027-28: 0; 2028-29: 0; 2029-30: 0; 2030-31: 0; 2031-32: 0; 2032-33: 0; 2033-34: 0; 2034-35: 0; 2035-36: 0; 2036-37: 0; 2037-38: 0; 2038-39: 0; 2039-40: 0; 2040-41: 0; 2041-42: 0; 2042-43: 0; 2043-44: 0; 2044-45: 0; 2045-46: 0; 2046-47: 0; 2047-48: 0; 2048-49: 0; 2049-50: 0
5.1FP | Potable water exports input reductions as +ve and increases as -ve | RSPWE | Ml/d | 2 | 2021-22: 0; 2022-23: 0; 2023-24: 0; 2024-25: 0; 2025-26: 0; 2026-27: 0; 2027-28: 0; 2028-29: 0; 2029-30: 0; 2030-31: 0; 2031-32: 0; 2032-33: -0.20856; 2033-34: -0.14796; 2034-35: -0.065392; 2035-36: -0.0055852; 2036-37: 0; 2037-38: 0; 2038-39: 0; 2039-40: 0; 2040-41: 0; 2041-42: 0; 2042-43: 0; 2043-44: 0; 2044-45: 0; 2045-46: 0; 2046-47: 0; 2047-48: 0; 2048-49: 0; 2049-50: 0
6.2FP | DO benefit from increase raw water abstractions | RSRWA | Ml/d | 2 | 2021-22: 0; 2022-23: 0; 2023-24: 0; 2024-25: 0; 2025-26: 0; 2026-27: 0; 2027-28: 0; 2028-29: 0; 2029-30: 0; 2030-31: 0; 2031-32: 0; 2032-33: 0; 2033-34: 0; 2034-35: 0; 2035-36: 0; 2036-37: 0; 2037-38: 0; 2038-39: 0; 2039-40: 0; 2040-41: 0; 2041-42: 0; 2042-43: 0; 2043-44: 0; 2044-45: 0; 2045-46: 0; 2046-47: 0; 2047-48: 0; 2048-49: 0; 2049-50: 0
6.3FP | Other options to increase deployable output | RSIPO | Ml/d | 2 | 2021-22: 0; 2022-23: 0; 2023-24: 0; 2024-25: 0; 2025-26: 0; 2026-27: 0; 2027-28: 0; 2028-29: 0; 2029-30: 0; 2030-31: 0; 2031-32: 0; 2032-33: 0; 2033-34: 0; 2034-35: 0; 2035-36: 0; 2036-37: 0; 2037-38: 0; 2038-39: 0; 2039-40: 0; 2040-41: 0; 2041-42: 0; 2042-43: 0; 2043-44: 0; 2044-45: 0; 2045-46: 0; 2046-47: 0; 2047-48: 0; 2048-49: 0; 2049-50: 0
7.01FP | DO benefit from supply side drought measures | RSDPS | Ml/d | 2 | 2021-22: 0; 2022-23: 0; 2023-24: 0; 2024-25: 0; 2025-26: 0; 2026-27: 0; 2027-28: 0; 2028-29: 0; 2029-30: 0; 2030-31: 0; 2031-32: 0; 2032-33: 0; 2033-34: 0; 2034-35: 0; 2035-36: 0; 2036-37: 0; 2037-38: 0; 2038-39: 0; 2039-40: 0; 2040-41: 0; 2041-42: 0; 2042-43: 0; 2043-44: 0; 2044-45: 0; 2045-46: 0; 2046-47: 0; 2047-48: 0; 2048-49: 0; 2049-50: 0
7.02FP | DO benefit from demand side drought measures | RSDPD | Ml/d | 2 | 2021-22: 3.5691; 2022-23: 3.4458; 2023-24: 3.4305; 2024-25: 3.3837; 2025-26: 3.282; 2026-27: 3.1775; 2027-28: 2.9922; 2028-29: 2.8138; 2029-30: 2.6933; 2030-31: 2.649; 2031-32: 2.6324; 2032-33: 2.6044; 2033-34: 2.5699; 2034-35: 2.5481; 2035-36: 2.5319; 2036-37: 2.5162; 2037-38: 2.5007; 2038-39: 2.4866; 2039-40: 2.4731; 2040-41: 2.4571; 2041-42: 2.4439; 2042-43: 2.4318; 2043-44: 2.4301; 2044-45: 2.4285; 2045-46: 2.4267; 2046-47: 2.4255; 2047-48: 2.4242; 2048-49: 2.423; 2049-50: 2.4212
8.1FP | Reduce raw water losses and operational use input as -ve | RSLOU | Ml/d | 2 | 2021-22: 0; 2022-23: 0; 2023-24: 0; 2024-25: 0; 2025-26: 0; 2026-27: 0; 2027-28: 0; 2028-29: 0; 2029-30: 0; 2030-31: 0; 2031-32: 0; 2032-33: 0; 2033-34: 0; 2034-35: 0; 2035-36: 0; 2036-37: 0; 2037-38: 0; 2038-39: 0; 2039-40: 0; 2040-41: 0; 2041-42: 0; 2042-43: 0; 2043-44: 0; 2044-45: 0; 2045-46: 0; 2046-47: 0; 2047-48: 0; 2048-49: 0; 2049-50: 0
8.2FP | Reduce treatment works losses input as -ve | PSTWL | Ml/d | 2 | 2021-22: 0; 2022-23: 0; 2023-24: 0; 2024-25: 0; 2025-26: 0; 2026-27: 0; 2027-28: 0; 2028-29: 0; 2029-30: 0; 2030-31: 0; 2031-32: 0; 2032-33: 0; 2033-34: 0; 2034-35: 0; 2035-36: 0; 2036-37: 0; 2037-38: 0; 2038-39: 0; 2039-40: 0; 2040-41: 0; 2041-42: 0; 2042-43: 0; 2043-44: 0; 2044-45: 0; 2045-46: 0; 2046-47: 0; 2047-48: 0; 2048-49: 0; 2049-50: 0
9.1FP | Reduce outages input as -ve | PSROU | Ml/d | 2 | 2021-22: 0; 2022-23: 0; 2023-24: 0; 2024-25: 0; 2025-26: 0; 2026-27: 0; 2027-28: 0; 2028-29: 0; 2029-30: 0; 2030-31: 0; 2031-32: 0; 2032-33: 0; 2033-34: 0; 2034-35: 0; 2035-36: 0; 2036-37: 0; 2037-38: 0; 2038-39: 0; 2039-40: 0; 2040-41: 0; 2041-42: 0; 2042-43: 0; 2043-44: 0; 2044-45: 0; 2045-46: 0; 2046-47: 0; 2047-48: 0; 2048-49: 0; 2049-50: 0
12.2FP | Change volume delivered to measured non households input reductions as -ve, line to include both measured non-household consumption and USPL options | CVMNH | Ml/d | 2 | 2021-22: 0; 2022-23: 0; 2023-24: 0; 2024-25: 0; 2025-26: -0.063857; 2026-27: -0.12772; 2027-28: -0.19158; 2028-29: -0.25545; 2029-30: -0.31932; 2030-31: -0.45572; 2031-32: -0.59212; 2032-33: -0.72852; 2033-34: -0.86493; 2034-35: -1.0013; 2035-36: -1.1281; 2036-37: -1.2548; 2037-38: -1.3816; 2038-39: -1.3821; 2039-40: -1.3826; 2040-41: -1.3831; 2041-42: -1.3836; 2042-43: -1.3841; 2043-44: -1.3846; 2044-45: -1.3851; 2045-46: -1.3856; 2046-47: -1.3861; 2047-48: -1.3867; 2048-49: -1.3872; 2049-50: -1.3877
13.1FP | Change volume delivered to unmeasured non households input reductions as -ve, line to include both unmeasured non-household consumption and USPL options | CVUNH | Ml/d | 2 | 2021-22: 0; 2022-23: 0; 2023-24: 0; 2024-25: 0; 2025-26: -7.6859e-06; 2026-27: -1.5001e-05; 2027-28: -2.1945e-05; 2028-29: -2.8518e-05; 2029-30: -3.472e-05; 2030-31: -4.0551e-05; 2031-32: -4.6011e-05; 2032-33: -5.11e-05; 2033-34: -5.5818e-05; 2034-35: -6.202e-05; 2035-36: -6.8222e-05; 2036-37: -7.4424e-05; 2037-38: -8.0626e-05; 2038-39: -8.6828e-05; 2039-40: -9.3031e-05; 2040-41: -9.9233e-05; 2041-42: -0.00010543; 2042-43: -0.00011164; 2043-44: -0.00011784; 2044-45: -0.00012404; 2045-46: -0.00013024; 2046-47: -0.00013644; 2047-48: -0.00014265; 2048-49: -0.00014885; 2049-50: -0.00015505
14.1FP | Change volume delivered to measured households input reductions as -ve, line to include both measured household consumption and USPL options | CVMHH | Ml/d | 2 | 2021-22: 0; 2022-23: 0; 2023-24: 0; 2024-25: 0; 2025-26: -0.26899; 2026-27: 0.18967; 2027-28: 1.5767; 2028-29: 3.8914; 2029-30: 5.4663; 2030-31: 5.7428; 2031-32: 5.4337; 2032-33: 5.0104; 2033-34: 4.5251; 2034-35: 4.1527; 2035-36: 3.8467; 2036-37: 3.5439; 2037-38: 3.2429; 2038-39: 2.9444; 2039-40: 2.6449; 2040-41: 2.3513; 2041-42: 2.0563; 2042-43: 1.768; 2043-44: 1.5826; 2044-45: 1.3989; 2045-46: 1.2198; 2046-47: 1.0445; 2047-48: 0.86978; 2048-49: 0.69614; 2049-50: 0.52138
15.1FP | Change volume delivered to unmeasured households input reductions as -ve, line to include both unmeasured household consumption and USPL options | CVUHH | Ml/d | 2 | 2021-22: 0; 2022-23: 0; 2023-24: 0; 2024-25: 0; 2025-26: -0.25236; 2026-27: -1.5599; 2027-28: -4.8788; 2028-29: -9.0827; 2029-30: -11.882; 2030-31: -12.5905; 2031-32: -12.4693; 2032-33: -12.3504; 2033-34: -12.234; 2034-35: -12.1195; 2035-36: -12.0164; 2036-37: -11.9183; 2037-38: -11.8205; 2038-39: -11.7263; 2039-40: -11.6326; 2040-41: -11.5388; 2041-42: -11.4469; 2042-43: -11.3613; 2043-44: -11.2799; 2044-45: -11.2001; 2045-46: -11.1208; 2046-47: -11.0452; 2047-48: -10.97; 2048-49: -10.8963; 2049-50: -10.8209
21.1FP | Options to reduce water taken unbilled input as -ve | CSWTU | Ml/d | 2 | 2021-22: 0; 2022-23: 0; 2023-24: 0; 2024-25: 0; 2025-26: 0.00013839; 2026-27: 0.00030223; 2027-28: 0.0003851; 2028-29: 0.00049995; 2029-30: 0.00059336; 2030-31: 0.00064157; 2031-32: 0.00065298; 2032-33: 0.00065134; 2033-34: 0.00064971; 2034-35: 0.00064807; 2035-36: 0.00064654; 2036-37: 0.0006451; 2037-38: 0.00064367; 2038-39: 0.00064224; 2039-40: 0.0006408; 2040-41: 0.00063945; 2041-42: 0.00063819; 2042-43: 0.00063693; 2043-44: 0.00063567; 2044-45: 0.00063441; 2045-46: 0.00063314; 2046-47: 0.00063188; 2047-48: 0.00063062; 2048-49: 0.00062936; 2049-50: 0.0006281
22.1FP | Reduce distribution system operational use (DSOU) input as -ve | DSDOU | Ml/d | 2 | 2021-22: 0; 2022-23: 0; 2023-24: 0; 2024-25: 0; 2025-26: 0; 2026-27: 0; 2027-28: 0; 2028-29: 0; 2029-30: 0; 2030-31: 0; 2031-32: 0; 2032-33: 0; 2033-34: 0; 2034-35: 0; 2035-36: 0; 2036-37: 0; 2037-38: 0; 2038-39: 0; 2039-40: 0; 2040-41: 0; 2041-42: 0; 2042-43: 0; 2043-44: 0; 2044-45: 0; 2045-46: 0; 2046-47: 0; 2047-48: 0; 2048-49: 0; 2049-50: 0
23.1FP | Options impacting on measured Non Household - USPL input reductions as -ve | CUMNH | Ml/d | 2 | 2021-22: 0; 2022-23: 0; 2023-24: 0; 2024-25: 0; 2025-26: -0.00039794; 2026-27: -0.00079942; 2027-28: -0.0012045; 2028-29: -0.0016131; 2029-30: -0.0020252; 2030-31: -0.0024409; 2031-32: -0.0028602; 2032-33: -0.003283; 2033-34: -0.0037093; 2034-35: -0.0041392; 2035-36: -0.0045727; 2036-37: -0.0050097; 2037-38: -0.0054503; 2038-39: -0.0058944; 2039-40: -0.0063421; 2040-41: -0.0067933; 2041-42: -0.0072481; 2042-43: -0.0077064; 2043-44: -0.0081683; 2044-45: -0.0086338; 2045-46: -0.0091028; 2046-47: -0.0095753; 2047-48: -0.010051; 2048-49: -0.010531; 2049-50: -0.011014
24.1FP | Options impacting on unmeasured Non Household - USPL input reductions as -ve | CUUNH | Ml/d | 2 | 2021-22: 0; 2022-23: 0; 2023-24: 0; 2024-25: 0; 2025-26: -7.6859e-06; 2026-27: -1.5001e-05; 2027-28: -2.1945e-05; 2028-29: -2.8518e-05; 2029-30: -3.472e-05; 2030-31: -4.0551e-05; 2031-32: -4.6011e-05; 2032-33: -5.11e-05; 2033-34: -5.5818e-05; 2034-35: -6.202e-05; 2035-36: -6.8222e-05; 2036-37: -7.4424e-05; 2037-38: -8.0626e-05; 2038-39: -8.6828e-05; 2039-40: -9.3031e-05; 2040-41: -9.9233e-05; 2041-42: -0.00010543; 2042-43: -0.00011164; 2043-44: -0.00011784; 2044-45: -0.00012404; 2045-46: -0.00013024; 2046-47: -0.00013644; 2047-48: -0.00014265; 2048-49: -0.00014885; 2049-50: -0.00015505
25.1FP | Options impacting on measured Household - USPL input reductions as -ve | CUMHH | Ml/d | 2 | 2021-22: 0; 2022-23: 0; 2023-24: 0; 2024-25: 0; 2025-26: -0.010979; 2026-27: -0.013785; 2027-28: 0.0068137; 2028-29: 0.035758; 2029-30: 0.052469; 2030-31: 0.051509; 2031-32: 0.044604; 2032-33: 0.037623; 2033-34: 0.030576; 2034-35: 0.023464; 2035-36: 0.016316; 2036-37: 0.0091303; 2037-38: 0.0018825; 2038-39: -0.0054264; 2039-40: -0.012785; 2040-41: -0.020201; 2041-42: -0.027673; 2042-43: -0.035201; 2043-44: -0.042784; 2044-45: -0.05042; 2045-46: -0.058109; 2046-47: -0.065849; 2047-48: -0.07364; 2048-49: -0.081478; 2049-50: -0.089364
26.1FP | Options impacting on unmeasured Household - USPL input reductions as -ve | CUUHH | Ml/d | 2 | 2021-22: 0; 2022-23: 0; 2023-24: 0; 2024-25: 0; 2025-26: 0.0038468; 2026-27: -0.013314; 2027-28: -0.079938; 2028-29: -0.16649; 2029-30: -0.22413; 2030-31: -0.2388; 2031-32: -0.23833; 2032-33: -0.23785; 2033-34: -0.23737; 2034-35: -0.23689; 2035-36: -0.23647; 2036-37: -0.23611; 2037-38: -0.23575; 2038-39: -0.23538; 2039-40: -0.23502; 2040-41: -0.23464; 2041-42: -0.23427; 2042-43: -0.23389; 2043-44: -0.2335; 2044-45: -0.23312; 2045-46: -0.23273; 2046-47: -0.23233; 2047-48: -0.23193; 2048-49: -0.23153; 2049-50: -0.23113
27.1FP | Options impacting on Void properties - USPL input reductions as -ve | CUVPP | Ml/d | 2 | 2021-22: 0; 2022-23: 0; 2023-24: 0; 2024-25: 0; 2025-26: -0.00013839; 2026-27: -0.00030223; 2027-28: -0.0003851; 2028-29: -0.00049995; 2029-30: -0.00059336; 2030-31: -0.00064157; 2031-32: -0.00065298; 2032-33: -0.00065134; 2033-34: -0.00064971; 2034-35: -0.00064807; 2035-36: -0.00064654; 2036-37: -0.0006451; 2037-38: -0.00064367; 2038-39: -0.00064224; 2039-40: -0.0006408; 2040-41: -0.00063945; 2041-42: -0.00063819; 2042-43: -0.00063693; 2043-44: -0.00063567; 2044-45: -0.00063441; 2045-46: -0.00063314; 2046-47: -0.00063188; 2047-48: -0.00063062; 2048-49: -0.00062936; 2049-50: -0.0006281
28.1FP | Reduce distribution losses input as -ve | DSRDL | Ml/d | 2 | 2021-22: 0; 2022-23: 0; 2023-24: 0; 2024-25: 0; 2025-26: -0.020497; 2026-27: -0.028131; 2027-28: -0.0097855; 2028-29: 0.020179; 2029-30: 0.033449; 2030-31: 0.021373; 2031-32: 6.9544e-05; 2032-33: -0.021177; 2033-34: -0.042355; 2034-35: -0.063463; 2035-36: -0.084468; 2036-37: -0.10537; 2037-38: -0.12622; 2038-39: -0.147; 2039-40: -0.16773; 2040-41: -0.1884; 2041-42: -0.20902; 2042-43: -0.22958; 2043-44: -0.25009; 2044-45: -0.27054; 2045-46: -0.29094; 2046-47: -0.3113; 2047-48: -0.3316; 2048-49: -0.35185; 2049-50: -0.37205
Table 3f: DYCP - Final plan | Back to top of sheet
WRMP24 reference | Component | Derivation | Unit | Decimal places | 2019-20 | 2020-21 | 2021-22 | 2022-23 | 2023-24 | 2024-25 | 2025-26 | 2026-27 | 2027-28 | 2028-29 | 2029-30 | 2030-31 | 2031-32 | 2032-33 | 2033-34 | 2034-35 | 2035-36 | 2036-37 | 2037-38 | 2038-39 | 2039-40 | 2040-41 | 2041-42 | 2042-43 | 2043-44 | 2044-45 | 2045-46 | 2046-47 | 2047-48 | 2048-49 | 2049-50 | 2050-51 | 2051-52 | 2052-53 | 2053-54 | 2054-55 | 2055-56 | 2056-57 | 2057-58 | 2058-59 | 2059-60 | 2060-61 | 2061-62 | 2062-63 | 2063-64 | 2064-65 | 2065-66 | 2066-67 | 2067-68 | 2068-69 | 2069-70 | 2070-71 | 2071-72 | 2072-73 | 2073-74 | 2074-75 | 2075-76 | 2076-77 | 2077-78 | 2078-79 | 2079-80 | 2080-81 | 2081-82 | 2082-83 | 2083-84 | 2084-85 | 2085-86 | 2086-87 | 2087-88 | 2088-89 | 2089-90 | 2090-91 | 2091-92 | 2092-93 | 2093-94 | 2094-95 | 2095-96 | 2096-97 | 2097-98 | 2098-99 | 2099-100
1FP | Raw water abstracted | Input | Ml/d | 2 | 2021-22: 61.6063; 2022-23: 61.5821; 2023-24: 61.6031; 2024-25: 62.2858; 2025-26: 61.1964; 2026-27: 60.7297; 2027-28: 60.176; 2028-29: 59.4709; 2029-30: 58.7681; 2030-31: 58.1354; 2031-32: 57.5166; 2032-33: 59.5511; 2033-34: 58.883; 2034-35: 58.2438; 2035-36: 57.7927; 2036-37: 57.4866; 2037-38: 57.375; 2038-39: 57.2761; 2039-40: 57.1852; 2040-41: 57.0946; 2041-42: 57.0264; 2042-43: 56.9687; 2043-44: 57.0037; 2044-45: 57.0411; 2045-46: 57.0749; 2046-47: 57.1145; 2047-48: 57.1539; 2048-49: 57.2011; 2049-50: 57.2475
1.1FP | Non-potable water supplies | 1.1BL + 1.11FP | Ml/d | 2 | 2019-20: 0; 2020-21: 0; 2021-22: 0; 2022-23: 0; 2023-24: 0; 2024-25: 0; 2025-26: 0; 2026-27: 0; 2027-28: 0; 2028-29: 0; 2029-30: 0; 2030-31: 0; 2031-32: 0; 2032-33: 0; 2033-34: 0; 2034-35: 0; 2035-36: 0; 2036-37: 0; 2037-38: 0; 2038-39: 0; 2039-40: 0; 2040-41: 0; 2041-42: 0; 2042-43: 0; 2043-44: 0; 2044-45: 0; 2045-46: 0; 2046-47: 0; 2047-48: 0; 2048-49: 0; 2049-50: 0
2FP | Raw water imported | 2BL + 2.1FP | Ml/d | 2 | 2019-20: 0; 2020-21: 0; 2021-22: 0; 2022-23: 0; 2023-24: 0; 2024-25: 0; 2025-26: 0; 2026-27: 0; 2027-28: 0; 2028-29: 0; 2029-30: 0; 2030-31: 0; 2031-32: 0; 2032-33: 0; 2033-34: 0; 2034-35: 0; 2035-36: 0; 2036-37: 0; 2037-38: 0; 2038-39: 0; 2039-40: 0; 2040-41: 0; 2041-42: 0; 2042-43: 0; 2043-44: 0; 2044-45: 0; 2045-46: 0; 2046-47: 0; 2047-48: 0; 2048-49: 0; 2049-50: 0
3FP | Potable water imported | 3BL + 3.1FP | Ml/d | 2 | 2019-20: 0; 2020-21: 0; 2021-22: 1.35; 2022-23: 1.35; 2023-24: 1.35; 2024-25: 1.35; 2025-26: 1.35; 2026-27: 1.35; 2027-28: 1.35; 2028-29: 1.35; 2029-30: 1.35; 2030-31: 1.35; 2031-32: 1.35; 2032-33: 1.35; 2033-34: 1.35; 2034-35: 1.35; 2035-36: 1.35; 2036-37: 1.35; 2037-38: 1.35; 2038-39: 1.35; 2039-40: 1.35; 2040-41: 1.35; 2041-42: 1.35; 2042-43: 1.35; 2043-44: 1.35; 2044-45: 1.35; 2045-46: 1.35; 2046-47: 1.35; 2047-48: 1.35; 2048-49: 1.35; 2049-50: 1.35
4FP | Raw water exported enter as -ve | 4BL + 4.1FP | Ml/d | 2 | 2019-20: 0; 2020-21: 0; 2021-22: -3.38; 2022-23: -3.38; 2023-24: -3.38; 2024-25: -3.38; 2025-26: -3.38; 2026-27: -3.38; 2027-28: -3.38; 2028-29: -3.38; 2029-30: -3.38; 2030-31: -3.38; 2031-32: -3.38; 2032-33: -3.38; 2033-34: -3.38; 2034-35: -3.38; 2035-36: -3.38; 2036-37: -3.38; 2037-38: -3.38; 2038-39: -3.38; 2039-40: -3.38; 2040-41: -3.38; 2041-42: -3.38; 2042-43: -3.38; 2043-44: -3.38; 2044-45: -3.38; 2045-46: -3.38; 2046-47: -3.38; 2047-48: -3.38; 2048-49: -3.38; 2049-50: -3.38
5FP | Potable water exported enter as -ve | 5BL + 5.1FP | Ml/d | 2 | 2019-20: 0; 2020-21: 0; 2021-22: -0.37; 2022-23: -0.37; 2023-24: -0.37; 2024-25: -0.37; 2025-26: -0.37; 2026-27: -0.37; 2027-28: -0.37; 2028-29: -0.37; 2029-30: -0.37; 2030-31: -0.37; 2031-32: -0.37; 2032-33: -0.57856; 2033-34: -0.51796; 2034-35: -0.43539; 2035-36: -0.37559; 2036-37: -0.37; 2037-38: -0.37; 2038-39: -0.37; 2039-40: -0.37; 2040-41: -0.37; 2041-42: -0.37; 2042-43: -0.37; 2043-44: -0.37; 2044-45: -0.37; 2045-46: -0.37; 2046-47: -0.37; 2047-48: -0.37; 2048-49: -0.37; 2049-50: -0.37
6.1FP | Deployable Output post forecast changes | 6.1BL + 6.2FP + 6.3FP +7.01FP +7.02FP | Ml/d | 2 | 2019-20: 0; 2020-21: 0; 2021-22: 100.9391; 2022-23: 100.8158; 2023-24: 100.8005; 2024-25: 100.7537; 2025-26: 100.652; 2026-27: 100.5475; 2027-28: 100.3622; 2028-29: 100.1838; 2029-30: 100.0633; 2030-31: 97.519; 2031-32: 97.5024; 2032-33: 95.4744; 2033-34: 95.4399; 2034-35: 95.4181; 2035-36: 95.4019; 2036-37: 95.3862; 2037-38: 95.3707; 2038-39: 95.3566; 2039-40: 95.3431; 2040-41: 95.3271; 2041-42: 95.3139; 2042-43: 95.3018; 2043-44: 95.3001; 2044-45: 95.2985; 2045-46: 95.2967; 2046-47: 95.2955; 2047-48: 95.2942; 2048-49: 95.293; 2049-50: 95.2912
8FP | Raw water losses, treatment works losses and operational use | 8BL + 8.1FP + 8.2FP | Ml/d | 2 | 2019-20: 0; 2020-21: 0; 2021-22: 12.13; 2022-23: 12.13; 2023-24: 12.13; 2024-25: 12.13; 2025-26: 12.13; 2026-27: 12.13; 2027-28: 12.13; 2028-29: 12.13; 2029-30: 12.13; 2030-31: 12.13; 2031-32: 12.13; 2032-33: 12.13; 2033-34: 12.13; 2034-35: 12.13; 2035-36: 12.13; 2036-37: 12.13; 2037-38: 12.13; 2038-39: 12.13; 2039-40: 12.13; 2040-41: 12.13; 2041-42: 12.13; 2042-43: 12.13; 2043-44: 12.13; 2044-45: 12.13; 2045-46: 12.13; 2046-47: 12.13; 2047-48: 12.13; 2048-49: 12.13; 2049-50: 12.13
9FP | Total Outage Allowance | 9BL + 9.1FP | Ml/d | 2 | 2019-20: 0; 2020-21: 0; 2021-22: 7.51; 2022-23: 7.51; 2023-24: 7.51; 2024-25: 7.51; 2025-26: 7.51; 2026-27: 7.51; 2027-28: 7.51; 2028-29: 7.51; 2029-30: 7.51; 2030-31: 7.51; 2031-32: 7.51; 2032-33: 7.51; 2033-34: 7.51; 2034-35: 7.51; 2035-36: 7.51; 2036-37: 7.51; 2037-38: 7.51; 2038-39: 7.51; 2039-40: 7.51; 2040-41: 7.51; 2041-42: 7.51; 2042-43: 7.51; 2043-44: 7.51; 2044-45: 7.51; 2045-46: 7.51; 2046-47: 7.51; 2047-48: 7.51; 2048-49: 7.51; 2049-50: 7.51
10FP | Water Available For Use (own sources) | (6.1FP) - (8FP + 9FP) | Ml/d | 2 | 2019-20: 0; 2020-21: 0; 2021-22: 81.2991; 2022-23: 81.1758; 2023-24: 81.1605; 2024-25: 81.1137; 2025-26: 81.012; 2026-27: 80.9075; 2027-28: 80.7222; 2028-29: 80.5438; 2029-30: 80.4233; 2030-31: 77.879; 2031-32: 77.8624; 2032-33: 75.8344; 2033-34: 75.7999; 2034-35: 75.7781; 2035-36: 75.7619; 2036-37: 75.7462; 2037-38: 75.7307; 2038-39: 75.7166; 2039-40: 75.7031; 2040-41: 75.6871; 2041-42: 75.6739; 2042-43: 75.6618; 2043-44: 75.6601; 2044-45: 75.6585; 2045-46: 75.6567; 2046-47: 75.6555; 2047-48: 75.6542; 2048-49: 75.653; 2049-50: 75.6512
11FP | Total Water Available For Use | 10FP + sum (2FP:5FP) | Ml/d | 2 | 2019-20: 0; 2020-21: 0; 2021-22: 78.8991; 2022-23: 78.7758; 2023-24: 78.7605; 2024-25: 78.7137; 2025-26: 78.612; 2026-27: 78.5075; 2027-28: 78.3222; 2028-29: 78.1438; 2029-30: 78.0233; 2030-31: 75.479; 2031-32: 75.4624; 2032-33: 73.2258; 2033-34: 73.2519; 2034-35: 73.3127; 2035-36: 73.3563; 2036-37: 73.3462; 2037-38: 73.3307; 2038-39: 73.3166; 2039-40: 73.3031; 2040-41: 73.2871; 2041-42: 73.2739; 2042-43: 73.2618; 2043-44: 73.2601; 2044-45: 73.2585; 2045-46: 73.2567; 2046-47: 73.2555; 2047-48: 73.2542; 2048-49: 73.253; 2049-50: 73.2512
12FP | Water delivered measured non-household | 12BL + 12.2FP | Ml/d | 2 | 2019-20: 0; 2020-21: 0; 2021-22: 11.5944; 2022-23: 14.6503; 2023-24: 16.018; 2024-25: 16.7664; 2025-26: 17.3759; 2026-27: 17.5249; 2027-28: 19.595; 2028-29: 19.5813; 2029-30: 19.563; 2030-31: 19.4832; 2031-32: 19.3986; 2032-33: 19.3137; 2033-34: 19.2284; 2034-35: 19.1426; 2035-36: 19.0636; 2036-37: 18.9828; 2037-38: 18.9014; 2038-39: 18.9455; 2039-40: 18.9893; 2040-41: 19.0329; 2041-42: 19.0754; 2042-43: 19.1171; 2043-44: 19.1579; 2044-45: 19.1979; 2045-46: 19.2369; 2046-47: 19.2752; 2047-48: 19.3129; 2048-49: 19.3499; 2049-50: 19.3863
12.1FP | Non-potable water consumption | Input | Ml/d | 2 | 2021-22: 0; 2022-23: 0; 2023-24: 0; 2024-25: 0; 2025-26: 0; 2026-27: 0; 2027-28: 0; 2028-29: 0; 2029-30: 0; 2030-31: 0; 2031-32: 0; 2032-33: 0; 2033-34: 0; 2034-35: 0; 2035-36: 0; 2036-37: 0; 2037-38: 0; 2038-39: 0; 2039-40: 0; 2040-41: 0; 2041-42: 0; 2042-43: 0; 2043-44: 0; 2044-45: 0; 2045-46: 0; 2046-47: 0; 2047-48: 0; 2048-49: 0; 2049-50: 0
13FP | Water delivered unmeasured non-household | 13BL + 13.1FP | Ml/d | 2 | 2019-20: 0; 2020-21: 0; 2021-22: 0.058634; 2022-23: 0.0605; 2023-24: 0.059693; 2024-25: 0.03594; 2025-26: 0.016837; 2026-27: 0.016423; 2027-28: 0.016009; 2028-29: 0.015596; 2029-30: 0.015184; 2030-31: 0.014771; 2031-32: 0.014359; 2032-33: 0.013948; 2033-34: 0.013537; 2034-35: 0.01353; 2035-36: 0.013524; 2036-37: 0.013518; 2037-38: 0.013512; 2038-39: 0.013506; 2039-40: 0.013499; 2040-41: 0.013493; 2041-42: 0.013487; 2042-43: 0.013481; 2043-44: 0.013475; 2044-45: 0.013468; 2045-46: 0.013462; 2046-47: 0.013456; 2047-48: 0.01345; 2048-49: 0.013443; 2049-50: 0.013437
14FP | Water delivered measured household | 14BL + 14.1FP | Ml/d | 2 | 2019-20: 0; 2020-21: 0; 2021-22: 17.9157; 2022-23: 17.7323; 2023-24: 17.7149; 2024-25: 17.9797; 2025-26: 18.4749; 2026-27: 19.6701; 2027-28: 21.3794; 2028-29: 23.9994; 2029-30: 25.8497; 2030-31: 26.3377; 2031-32: 26.1834; 2032-33: 25.9151; 2033-34: 25.5836; 2034-35: 25.3782; 2035-36: 25.229; 2036-37: 25.0871; 2037-38: 24.9466; 2038-39: 24.8185; 2039-40: 24.6971; 2040-41: 24.5499; 2041-42: 24.4291; 2042-43: 24.3195; 2043-44: 24.3109; 2044-45: 24.3024; 2045-46: 24.2919; 2046-47: 24.2867; 2047-48: 24.2794; 2048-49: 24.2736; 2049-50: 24.2618
15FP | Water delivered unmeasured household | 15BL + 15.1FP | Ml/d | 2 | 2019-20: 0; 2020-21: 0; 2021-22: 18.8398; 2022-23: 17.8846; 2023-24: 17.7173; 2024-25: 16.933; 2025-26: 15.3638; 2026-27: 13.0309; 2027-28: 9.3202; 2028-29: 4.7271; 2029-30: 1.54; 2030-31: 0.56808; 2031-32: 0.55372; 2032-33: 0.53965; 2033-34: 0.52422; 2034-35: 0.5091; 2035-36: 0.49369; 2036-37: 0.47544; 2037-38: 0.45765; 2038-39: 0.44046; 2039-40: 0.42372; 2040-41: 0.40749; 2041-42: 0.39174; 2042-43: 0.37665; 2043-44: 0.36376; 2044-45: 0.35119; 2045-46: 0.33899; 2046-47: 0.3272; 2047-48: 0.31566; 2048-49: 0.30441; 2049-50: 0.29331
16FP | Percentage of consumption driven by climate change | 16BL | % | 1 | 2019-20: 0%; 2020-21: 0%; 2021-22: 0%; 2022-23: 1.189%; 2023-24: 0.5303%; 2024-25: 0.5578%; 2025-26: 0.5515%; 2026-27: 0.6546%; 2027-28: 0.676%; 2028-29: 0.716%; 2029-30: 0.7557%; 2030-31: 0.7957%; 2031-32: 0.8422%; 2032-33: 0.8823%; 2033-34: 0.9221%; 2034-35: 0.9685%; 2035-36: 1.008%; 2036-37: 1.048%; 2037-38: 1.094%; 2038-39: 1.134%; 2039-40: 1.173%; 2040-41: 1.219%; 2041-42: 1.257%; 2042-43: 1.299%; 2043-44: 1.34%; 2044-45: 1.382%; 2045-46: 1.423%; 2046-47: 1.464%; 2047-48: 1.505%; 2048-49: 1.547%; 2049-50: 1.588%
17FP | Volume of consumption driven by climate change | 16FP * (12FP + sum(13FP:15FP) - sum (23FP:26FP)) | Ml/d | 2 | 2019-20: 0; 2020-21: 0; 2021-22: 0; 2022-23: 0.58757; 2023-24: 0.26853; 2024-25: 0.28381; 2025-26: 0.27801; 2026-27: 0.3237; 2027-28: 0.33502; 2028-29: 0.34107; 2029-30: 0.35004; 2030-31: 0.3642; 2031-32: 0.38335; 2032-33: 0.39838; 2033-34: 0.41243; 2034-35: 0.43023; 2035-36: 0.44547; 2036-37: 0.46052; 2037-38: 0.4782; 2038-39: 0.49441; 2039-40: 0.51063; 2040-41: 0.52909; 2041-42: 0.54466; 2042-43: 0.56161; 2043-44: 0.57988; 2044-45: 0.59813; 2045-46: 0.6163; 2046-47: 0.63458; 2047-48: 0.6528; 2048-49: 0.67106; 2049-50: 0.68916
18FP | Measured Household - PCC | ((14FP - 25FP) * 1,000,000) / (39FP * 1000) | l/h/d | 1 | 2019-20: #DIV/0!; 2020-21: #DIV/0!; 2021-22: 133.8122; 2022-23: 130.0853; 2023-24: 126.9119; 2024-25: 124.9867; 2025-26: 121.88; 2026-27: 119.941; 2027-28: 116.2114; 2028-29: 114.5808; 2029-30: 113.4036; 2030-31: 112.4669; 2031-32: 111.4672; 2032-33: 109.9878; 2033-34: 108.2354; 2034-35: 106.9931; 2035-36: 106.0051; 2036-37: 105.0564; 2037-38: 104.1227; 2038-39: 103.2215; 2039-40: 102.3071; 2040-41: 101.2843; 2041-42: 100.3864; 2042-43: 99.5433; 2043-44: 99.126; 2044-45: 98.7164; 2045-46: 98.3173; 2046-47: 97.9548; 2047-48: 97.5821; 2048-49: 97.2117; 2049-50: 96.824
19FP | Unmeasured Household - PCC | ((15FP - 26FP) * 1,000,000) / (40FP * 1000) | l/h/d | 1 | 2019-20: #DIV/0!; 2020-21: #DIV/0!; 2021-22: 204.2551; 2022-23: 195.6903; 2023-24: 196.876; 2024-25: 193.8211; 2025-26: 188.584; 2026-27: 184.9317; 2027-28: 180.8481; 2028-29: 176.041; 2029-30: 171.9981; 2030-31: 169.3316; 2031-32: 166.9194; 2032-33: 164.5127; 2033-34: 161.6001; 2034-35: 158.6883; 2035-36: 156.6396; 2036-37: 154.5919; 2037-38: 152.5288; 2038-39: 150.5032; 2039-40: 148.461; 2040-41: 146.4327; 2041-42: 144.4084; 2042-43: 142.4689; 2043-44: 141.2295; 2044-45: 139.9942; 2045-46: 138.7868; 2046-47: 137.6228; 2047-48: 136.4444; 2048-49: 135.2702; 2049-50: 134.0411
20FP | Average Household - PCC | (((14FP - 25FP) + (15FP - 26FP)) * 1,000,000)/ ((39FP + 40FP) * 1,000) | l/h/d | 1 | 2019-20: #DIV/0!; 2020-21: #DIV/0!; 2021-22: 162.6238; 2022-23: 156.4935; 2023-24: 154.4266; 2024-25: 151.0831; 2025-26: 145.2809; 2026-27: 139.5388; 2027-28: 130.4019; 2028-29: 121.5855; 2029-30: 115.6265; 2030-31: 113.2742; 2031-32: 112.2434; 2032-33: 110.7403; 2033-34: 108.9614; 2034-35: 107.6863; 2035-36: 106.67; 2036-37: 105.6891; 2037-38: 104.724; 2038-39: 103.7925; 2039-40: 102.8485; 2040-41: 101.7987; 2041-42: 100.8734; 2042-43: 100.0043; 2043-44: 99.5649; 2044-45: 99.134; 2045-46: 98.7145; 2046-47: 98.3326; 2047-48: 97.941; 2048-49: 97.5524; 2049-50: 97.1468
21FP | Water taken unbilled | 21BL + 21.1FP | Ml/d | 2 | 2019-20: 0; 2020-21: 0; 2021-22: 1.0979; 2022-23: 1.0896; 2023-24: 1.089; 2024-25: 1.0889; 2025-26: 1.0899; 2026-27: 1.0897; 2027-28: 1.0893; 2028-29: 1.0891; 2029-30: 1.0888; 2030-31: 1.0886; 2031-32: 1.0882; 2032-33: 1.0879; 2033-34: 1.0875; 2034-35: 1.0872; 2035-36: 1.0869; 2036-37: 1.0865; 2037-38: 1.0862; 2038-39: 1.0859; 2039-40: 1.0856; 2040-41: 1.0852; 2041-42: 1.0849; 2042-43: 1.0846; 2043-44: 1.0843; 2044-45: 1.084; 2045-46: 1.0837; 2046-47: 1.0834; 2047-48: 1.0831; 2048-49: 1.0828; 2049-50: 1.0825
22FP | Distribution system operational use | 22BL + 22.1FP | Ml/d | 2 | 2019-20: 0; 2020-21: 0; 2021-22: 0.71365; 2022-23: 0.71365; 2023-24: 0.71365; 2024-25: 0.71365; 2025-26: 0.71365; 2026-27: 0.71365; 2027-28: 0.71365; 2028-29: 0.71365; 2029-30: 0.71365; 2030-31: 0.71365; 2031-32: 0.71365; 2032-33: 0.71365; 2033-34: 0.71365; 2034-35: 0.71365; 2035-36: 0.71365; 2036-37: 0.71365; 2037-38: 0.71365; 2038-39: 0.71365; 2039-40: 0.71365; 2040-41: 0.71365; 2041-42: 0.71365; 2042-43: 0.71365; 2043-44: 0.71365; 2044-45: 0.71365; 2045-46: 0.71365; 2046-47: 0.71365; 2047-48: 0.71365; 2048-49: 0.71365; 2049-50: 0.71365
23FP | Measured Non Household - USPL | 23BL + 23.1FP | Ml/d | 2 | 2019-20: 0; 2020-21: 0; 2021-22: 0.031941; 2022-23: 0.040252; 2023-24: 0.03887; 2024-25: 0.038091; 2025-26: 0.038805; 2026-27: 0.038579; 2027-28: 0.038349; 2028-29: 0.038115; 2029-30: 0.037878; 2030-31: 0.037637; 2031-32: 0.037393; 2032-33: 0.037145; 2033-34: 0.036894; 2034-35: 0.036639; 2035-36: 0.036381; 2036-37: 0.036119; 2037-38: 0.035853; 2038-39: 0.035584; 2039-40: 0.035311; 2040-41: 0.035035; 2041-42: 0.034755; 2042-43: 0.034472; 2043-44: 0.034185; 2044-45: 0.033895; 2045-46: 0.033601; 2046-47: 0.033303; 2047-48: 0.033002; 2048-49: 0.032697; 2049-50: 0.032389
24FP | Unmeasured Non Household - USPL | 24BL + 24.1FP | Ml/d | 2 | 2019-20: 0; 2020-21: 0; 2021-22: 0.0029136; 2022-23: 0.0029391; 2023-24: 0.0027918; 2024-25: 0.0016156; 2025-26: 0.0007495; 2026-27: 0.00072391; 2027-28: 0.00069869; 2028-29: 0.00067385; 2029-30: 0.00064937; 2030-31: 0.00062527; 2031-32: 0.00060154; 2032-33: 0.00057818; 2033-34: 0.00055518; 2034-35: 0.00054898; 2035-36: 0.00054278; 2036-37: 0.00053658; 2037-38: 0.00053038; 2038-39: 0.00052417; 2039-40: 0.00051797; 2040-41: 0.00051177; 2041-42: 0.00050557; 2042-43: 0.00049937; 2043-44: 0.00049316; 2044-45: 0.00048696; 2045-46: 0.00048076; 2046-47: 0.00047456; 2047-48: 0.00046836; 2048-49: 0.00046215; 2049-50: 0.00045595
25FP | Measured Household - USPL | 25BL + 25.1FP | Ml/d | 2 | 2019-20: 0; 2020-21: 0; 2021-22: 0.39965; 2022-23: 0.46832; 2023-24: 0.45995; 2024-25: 0.45605; 2025-26: 0.4714; 2026-27: 0.4907; 2027-28: 0.5204; 2028-29: 0.55795; 2029-30: 0.58278; 2030-31: 0.58769; 2031-32: 0.58451; 2032-33: 0.58122; 2033-34: 0.57782; 2034-35: 0.57433; 2035-36: 0.57078; 2036-37: 0.56715; 2037-38: 0.56342; 2038-39: 0.5596; 2039-40: 0.55562; 2040-41: 0.55154; 2041-42: 0.54738; 2042-43: 0.54312; 2043-44: 0.53878; 2044-45: 0.53435; 2045-46: 0.52983; 2046-47: 0.52523; 2047-48: 0.52054; 2048-49: 0.51577; 2049-50: 0.51091
26FP | Unmeasured Household - USPL | 26BL + 26.1BL | Ml/d | 2 | 2019-20: 0; 2020-21: 0; 2021-22: 0.33595; 2022-23: 0.38728; 2023-24: 0.36744; 2024-25: 0.3398; 2025-26: 0.3101; 2026-27: 0.26366; 2027-28: 0.189; 2028-29: 0.094422; 2029-30: 0.028766; 2030-31: 0.0097576; 2031-32: 0.0095606; 2032-33: 0.0093858; 2033-34: 0.0092242; 2034-35: 0.0090753; 2035-36: 0.0088765; 2036-37: 0.0086182; 2037-38: 0.0083635; 2038-39: 0.0081124; 2039-40: 0.0078758; 2040-41: 0.0076426; 2041-42: 0.0074023; 2042-43: 0.0071656; 2043-44: 0.0069325; 2044-45: 0.006703; 2045-46: 0.0064771; 2046-47: 0.0062549; 2047-48: 0.0060363; 2048-49: 0.0058213; 2049-50: 0.00561
27FP | Void Properties - USPL | 27BL + 27.1FP | Ml/d | 2 | 2019-20: 0; 2020-21: 0; 2021-22: 0.05123; 2022-23: 0.05958; 2023-24: 0.06015; 2024-25: 0.060283; 2025-26: 0.05925; 2026-27: 0.0595; 2027-28: 0.059828; 2028-29: 0.060085; 2029-30: 0.060325; 2030-31: 0.060609; 2031-32: 0.060939; 2032-33: 0.061279; 2033-34: 0.061617; 2034-35: 0.061955; 2035-36: 0.06229; 2036-37: 0.062622; 2037-38: 0.062952; 2038-39: 0.063279; 2039-40: 0.0636; 2040-41: 0.063918; 2041-42: 0.064232; 2042-43: 0.064544; 2043-44: 0.064853; 2044-45: 0.065159; 2045-46: 0.065462; 2046-47: 0.065762; 2047-48: 0.06606; 2048-49: 0.066354; 2049-50: 0.066646
28FP | Distribution losses | 28BL + 28.1FP | Ml/d | 2 | 2019-20: 0; 2020-21: 0; 2021-22: 1.8924; 2022-23: 2.0527; 2023-24: 1.9641; 2024-25: 1.8797; 2025-26: 1.8671; 2026-27: 1.8661; 2027-28: 1.8828; 2028-29: 1.9116; 2029-30: 1.9243; 2030-31: 1.9102; 2031-32: 1.8853; 2032-33: 1.8606; 2033-34: 1.8359; 2034-35: 1.8113; 2035-36: 1.7868; 2036-37: 1.7624; 2037-38: 1.7382; 2038-39: 1.714; 2039-40: 1.69; 2040-41: 1.6661; 2041-42: 1.6423; 2042-43: 1.6186; 2043-44: 1.595; 2044-45: 1.5715; 2045-46: 1.5481; 2046-47: 1.5247; 2047-48: 1.5015; 2048-49: 1.4783; 2049-50: 1.4552
29FP | Total Leakage | sum (23FP:28FP) | Ml/d | 2 | 2019-20: 0; 2020-21: 0; 2021-22: 2.7141; 2022-23: 3.0111; 2023-24: 2.8933; 2024-25: 2.7756; 2025-26: 2.7474; 2026-27: 2.7192; 2027-28: 2.691; 2028-29: 2.6629; 2029-30: 2.6347; 2030-31: 2.6065; 2031-32: 2.5783; 2032-33: 2.5502; 2033-34: 2.522; 2034-35: 2.4938; 2035-36: 2.4657; 2036-37: 2.4375; 2037-38: 2.4093; 2038-39: 2.3811; 2039-40: 2.353; 2040-41: 2.3248; 2041-42: 2.2966; 2042-43: 2.2684; 2043-44: 2.2403; 2044-45: 2.2121; 2045-46: 2.1839; 2046-47: 2.1557; 2047-48: 2.1276; 2048-49: 2.0994; 2049-50: 2.0712
30FP | Leakage/property | (29FP * 1,000,000) / (36FP * 1,000) | l/prop/d | 2 | 2019-20: #DIV/0!; 2020-21: #DIV/0!; 2021-22: 26.1724; 2022-23: 28.9025; 2023-24: 27.4465; 2024-25: 26.051; 2025-26: 25.51; 2026-27: 25.0074; 2027-28: 24.5478; 2028-29: 24.1157; 2029-30: 23.709; 2030-31: 23.3131; 2031-32: 22.9231; 2032-33: 22.539; 2033-34: 22.1605; 2034-35: 21.787; 2035-36: 21.4188; 2036-37: 21.0558; 2037-38: 20.6981; 2038-39: 20.3454; 2039-40: 19.9988; 2040-41: 19.657; 2041-42: 19.3199; 2042-43: 18.9873; 2043-44: 18.6589; 2044-45: 18.3347; 2045-46: 18.0147; 2046-47: 17.6986; 2047-48: 17.3864; 2048-49: 17.0782; 2049-50: 16.7737
31FP | Measured Non Household - properties | Input | 000's | 2 | 2021-22: 5.909; 2022-23: 6.0497; 2023-24: 6.0798; 2024-25: 6.2107; 2025-26: 6.3921; 2026-27: 6.4206; 2027-28: 6.4491; 2028-29: 6.4777; 2029-30: 6.5062; 2030-31: 6.5347; 2031-32: 6.5633; 2032-33: 6.5918; 2033-34: 6.6203; 2034-35: 6.6489; 2035-36: 6.6774; 2036-37: 6.7059; 2037-38: 6.7345; 2038-39: 6.763; 2039-40: 6.7915; 2040-41: 6.8201; 2041-42: 6.8486; 2042-43: 6.8772; 2043-44: 6.9057; 2044-45: 6.9342; 2045-46: 6.9628; 2046-47: 6.9913; 2047-48: 7.0198; 2048-49: 7.0484; 2049-50: 7.0769
32FP | Unmeasured Non Household - properties | Input | 000's | 2 | 2021-22: 0.199; 2022-23: 0.20557; 2023-24: 0.20322; 2024-25: 0.12259; 2025-26: 0.057454; 2026-27: 0.056067; 2027-28: 0.054681; 2028-29: 0.053294; 2029-30: 0.051908; 2030-31: 0.050521; 2031-32: 0.049135; 2032-33: 0.047748; 2033-34: 0.046362; 2034-35: 0.046362; 2035-36: 0.046362; 2036-37: 0.046362; 2037-38: 0.046362; 2038-39: 0.046362; 2039-40: 0.046362; 2040-41: 0.046362; 2041-42: 0.046362; 2042-43: 0.046362; 2043-44: 0.046362; 2044-45: 0.046362; 2045-46: 0.046362; 2046-47: 0.046362; 2047-48: 0.046362; 2048-49: 0.046362; 2049-50: 0.046362
33FP | All void non-households - properties | Input | 000's | 2 | 2021-22: 1.199; 2022-23: 1.0715; 2023-24: 1.0751; 2024-25: 1.0561; 2025-26: 0.97118; 2026-27: 0.97533; 2027-28: 0.97947; 2028-29: 0.98362; 2029-30: 0.98777; 2030-31: 0.99192; 2031-32: 0.99607; 2032-33: 1.0002; 2033-34: 1.0044; 2034-35: 1.0087; 2035-36: 1.013; 2036-37: 1.0173; 2037-38: 1.0216; 2038-39: 1.0259; 2039-40: 1.0302; 2040-41: 1.0345; 2041-42: 1.0388; 2042-43: 1.0431; 2043-44: 1.0474; 2044-45: 1.0517; 2045-46: 1.056; 2046-47: 1.0603; 2047-48: 1.0646; 2048-49: 1.0689; 2049-50: 1.0732
34FP | Measured households - properties (excl. void) | Year before + sum (34.1BL:34.6BL) | 000's | 2 | 2021-22: 66.096; 2022-23: 66.8266; 2023-24: 68.3388; 2024-25: 70.3693; 2025-26: 73.4897; 2026-27: 77.834; 2027-28: 84.3023; 2028-29: 92.3773; 2029-30: 98.2084; 2030-31: 100.3517; 2031-32: 100.9827; 2032-33: 101.6054; 2033-34: 102.2216; 2034-35: 102.8319; 2035-36: 103.4418; 2036-37: 104.0505; 2037-38: 104.6532; 2038-39: 105.2491; 2039-40: 105.8312; 2040-41: 106.4064; 2041-42: 106.9755; 2042-43: 107.5383; 2043-44: 108.0952; 2044-45: 108.6457; 2045-46: 109.1899; 2046-47: 109.7278; 2047-48: 110.2592; 2048-49: 110.7836; 2049-50: 111.301
34.1FP | New build properties - properties | Input (new builds in each year) | 000's | 2 | 2021-22: 0.427; 2022-23: 0.48689; 2023-24: 1.2296; 2024-25: 1.1195; 2025-26: 1.1504; 2026-27: 1.0327; 2027-28: 0.88167; 2028-29: 0.78833; 2029-30: 0.69919; 2030-31: 0.67067; 2031-32: 0.66396; 2032-33: 0.65699; 2033-34: 0.65042; 2034-35: 0.64425; 2035-36: 0.63837; 2036-37: 0.63164; 2037-38: 0.62536; 2038-39: 0.61843; 2039-40: 0.61192; 2040-41: 0.6049; 2041-42: 0.59845; 2042-43: 0.59205; 2043-44: 0.58593; 2044-45: 0.5794; 2045-46: 0.57284; 2046-47: 0.56638; 2047-48: 0.55974; 2048-49: 0.55243; 2049-50: 0.54531
34.2FP | Meter optants - properties | Input (meter optants in each year) | 000's | 2 | 2021-22: 0; 2022-23: 0.27817; 2023-24: 0.338; 2024-25: 0.9835; 2025-26: 1.0478; 2026-27: 0.42731; 2027-28: 0.05; 2028-29: 0.05; 2029-30: 0.05; 2030-31: 0.025; 2031-32: 0; 2032-33: 0; 2033-34: 0; 2034-35: 0; 2035-36: 0; 2036-37: 0; 2037-38: 0; 2038-39: 0; 2039-40: 0; 2040-41: 0; 2041-42: 0; 2042-43: 0; 2043-44: 0; 2044-45: 0; 2045-46: 0; 2046-47: 0; 2047-48: 0; 2048-49: 0; 2049-50: 0
34.3FP | Compulsory metering - properties | Input (compulsory meters in each year) | 000's | 2 | 2021-22: 0; 2022-23: 0; 2023-24: 0; 2024-25: 0; 2025-26: 0; 2026-27: 3.0312; 2027-28: 5.75; 2028-29: 7.5; 2029-30: 5.275; 2030-31: 1.525; 2031-32: 0; 2032-33: 0; 2033-34: 0; 2034-35: 0; 2035-36: 0.0055; 2036-37: 0.011; 2037-38: 0.011; 2038-39: 0.011; 2039-40: 0.011; 2040-41: 0.011; 2041-42: 0.011; 2042-43: 0.011; 2043-44: 0.011; 2044-45: 0.011; 2045-46: 0.011; 2046-47: 0.011; 2047-48: 0.011; 2048-49: 0.011; 2049-50: 0.011
34.4FP | Metering on change of occupancy - properties | Input (change of occupancy meters in each year) | 000's | 2 | 2021-22: 0; 2022-23: 0; 2023-24: 0; 2024-25: 0; 2025-26: 0; 2026-27: 0; 2027-28: 0; 2028-29: 0; 2029-30: 0; 2030-31: 0; 2031-32: 0; 2032-33: 0; 2033-34: 0; 2034-35: 0; 2035-36: 0; 2036-37: 0; 2037-38: 0; 2038-39: 0; 2039-40: 0; 2040-41: 0; 2041-42: 0; 2042-43: 0; 2043-44: 0; 2044-45: 0; 2045-46: 0; 2046-47: 0; 2047-48: 0; 2048-49: 0; 2049-50: 0
34.5FP | Selective metering - properties | Input (selective meters in each year) | 000's | 2 | 2021-22: 0; 2022-23: 0.001155; 2023-24: 0.00231; 2024-25: 0.001155; 2025-26: 1.0312; 2026-27: 3.0312; 2027-28: 5.75; 2028-29: 7.5; 2029-30: 5.275; 2030-31: 1.525; 2031-32: 0; 2032-33: 0; 2033-34: 0; 2034-35: 0; 2035-36: 0.0055; 2036-37: 0.011; 2037-38: 0.011; 2038-39: 0.011; 2039-40: 0.011; 2040-41: 0.011; 2041-42: 0.011; 2042-43: 0.011; 2043-44: 0.011; 2044-45: 0.011; 2045-46: 0.011; 2046-47: 0.011; 2047-48: 0.011; 2048-49: 0.011; 2049-50: 0.011
34.6FP | Other changes to existing metering - properties | Input (other changes to meters in each year) | 000's | 2 | 2021-22: 0; 2022-23: -0.035588; 2023-24: -0.057711; 2024-25: -0.073583; 2025-26: -0.10903; 2026-27: -3.1781; 2027-28: -5.9634; 2028-29: -7.7633; 2029-30: -5.4681; 2030-31: -1.6023; 2031-32: -0.032962; 2032-33: -0.034345; 2033-34: -0.03415; 2034-35: -0.033967; 2035-36: -0.039458; 2036-37: -0.044923; 2037-38: -0.04474; 2038-39: -0.04454; 2039-40: -0.051819; 2040-41: -0.051611; 2041-42: -0.051423; 2042-43: -0.051237; 2043-44: -0.051055; 2044-45: -0.050863; 2045-46: -0.05067; 2046-47: -0.050481; 2047-48: -0.050288; 2048-49: -0.050075; 2049-50: -0.049865
34.7FP | Measured household void properties | Input | 000's | 2 | 2021-22: 2.014; 2022-23: 2.038; 2023-24: 2.0842; 2024-25: 2.1462; 2025-26: 2.2414; 2026-27: 2.3744; 2027-28: 2.5739; 2028-29: 2.8234; 2029-30: 3.0011; 2030-31: 3.063; 2031-32: 3.0806; 2032-33: 3.0995; 2033-34: 3.1182; 2034-35: 3.1368; 2035-36: 3.1554; 2036-37: 3.1739; 2037-38: 3.1922; 2038-39: 3.2103; 2039-40: 3.228; 2040-41: 3.2456; 2041-42: 3.2629; 2042-43: 3.28; 2043-44: 3.2969; 2044-45: 3.3137; 2045-46: 3.3303; 2046-47: 3.3466; 2047-48: 3.3628; 2048-49: 3.3788; 2049-50: 3.3945
35FP | Unmeasured households - properties (excl. void) | Input | 000's | 2 | 2021-22: 27.367; 2022-23: 27.0878; 2023-24: 26.7459; 2024-25: 25.7832; 2025-26: 23.7711; 2026-27: 20.4209; 2027-28: 14.7915; 2028-29: 7.4678; 2029-30: 2.2995; 2030-31: 0.78841; 2031-32: 0.78093; 2032-33: 0.77512; 2033-34: 0.77029; 2034-35: 0.76642; 2035-36: 0.75819; 2036-37: 0.74464; 2037-38: 0.73108; 2038-39: 0.71753; 2039-40: 0.70494; 2040-41: 0.69236; 2041-42: 0.67881; 2042-43: 0.66526; 2043-44: 0.65171; 2044-45: 0.63817; 2045-46: 0.62462; 2046-47: 0.61107; 2047-48: 0.59753; 2048-49: 0.58398; 2049-50: 0.57043
35.1FP | Unmeasured household void properties | Input | 000's | 2 | 2021-22: 0.915; 2022-23: 0.90086; 2023-24: 0.88945; 2024-25: 0.85549; 2025-26: 0.77563; 2026-27: 0.65532; 2027-28: 0.4737; 2028-29: 0.23743; 2029-30: 0.071757; 2030-31: 0.0248; 2031-32: 0.02528; 2032-33: 0.025085; 2033-34: 0.024922; 2034-35: 0.02479; 2035-36: 0.024517; 2036-37: 0.024072; 2037-38: 0.023627; 2038-39: 0.023183; 2039-40: 0.022769; 2040-41: 0.022352; 2041-42: 0.0219; 2042-43: 0.021447; 2043-44: 0.020994; 2044-45: 0.020541; 2045-46: 0.020089; 2046-47: 0.019636; 2047-48: 0.019183; 2048-49: 0.01873; 2049-50: 0.018278
36FP | Total Resource Zone Properties (incl. voids) | sum (31FP:34FP) + 34.7FP + 35BL + 35.1BL | 000's | 2 | 2019-20: 0; 2020-21: 0; 2021-22: 103.699; 2022-23: 104.1801; 2023-24: 105.4164; 2024-25: 106.5437; 2025-26: 107.6985; 2026-27: 108.7366; 2027-28: 109.6247; 2028-29: 110.4205; 2029-30: 111.1265; 2030-31: 111.8051; 2031-32: 112.478; 2032-33: 113.1448; 2033-34: 113.8061; 2034-35: 114.4638; 2035-36: 115.1166; 2036-37: 115.7627; 2037-38: 116.4025; 2038-39: 117.0354; 2039-40: 117.655; 2040-41: 118.2676; 2041-42: 118.8728; 2042-43: 119.4716; 2043-44: 120.0643; 2044-45: 120.6504; 2045-46: 121.23; 2046-47: 121.8031; 2047-48: 122.3695; 2048-49: 122.9287; 2049-50: 123.4807
37FP | Measured Non Household - Population | Input | 000's | 2 | 2021-22: 2.9168; 2022-23: 2.9608; 2023-24: 3.0027; 2024-25: 3.0373; 2025-26: 3.0667; 2026-27: 3.108; 2027-28: 3.1565; 2028-29: 3.2044; 2029-30: 3.2484; 2030-31: 3.2888; 2031-32: 3.3509; 2032-33: 3.4128; 2033-34: 3.4591; 2034-35: 3.4922; 2035-36: 3.5218; 2036-37: 3.5496; 2037-38: 3.5809; 2038-39: 3.6153; 2039-40: 3.6489; 2040-41: 3.6849; 2041-42: 3.7265; 2042-43: 3.7731; 2043-44: 3.8247; 2044-45: 3.8756; 2045-46: 3.9314; 2046-47: 3.9891; 2047-48: 4.0471; 2048-49: 4.1066; 2049-50: 4.163
38FP | Unmeasured Non Household - Population | Input | 000's | 2 | 2021-22: 0; 2022-23: 0; 2023-24: 0; 2024-25: 0; 2025-26: 0; 2026-27: 0; 2027-28: 0; 2028-29: 0; 2029-30: 0; 2030-31: 0; 2031-32: 0; 2032-33: 0; 2033-34: 0; 2034-35: 0; 2035-36: 0; 2036-37: 0; 2037-38: 0; 2038-39: 0; 2039-40: 0; 2040-41: 0; 2041-42: 0; 2042-43: 0; 2043-44: 0; 2044-45: 0; 2045-46: 0; 2046-47: 0; 2047-48: 0; 2048-49: 0; 2049-50: 0
39FP | Measured Household - Population | Input | 000's | 2 | 2021-22: 130.9006; 2022-23: 132.7131; 2023-24: 135.9599; 2024-25: 140.2042; 2025-26: 147.7149; 2026-27: 159.9065; 2027-28: 179.4918; 2028-29: 204.5846; 2029-30: 222.8048; 2030-31: 228.9561; 2031-32: 229.6538; 2032-33: 230.3332; 2033-34: 231.0317; 2034-35: 231.8268; 2035-36: 232.6137; 2036-37: 233.3984; 2037-38: 234.1775; 2038-39: 235.0175; 2039-40: 235.9709; 2040-41: 236.9407; 2041-42: 237.8981; 2042-43: 238.8547; 2043-44: 239.8172; 2044-45: 240.7709; 2045-46: 241.6874; 2046-47: 242.5758; 2047-48: 243.4757; 2048-49: 244.3922; 2049-50: 245.2999
40FP | Unmeasured Household - Population | Input | 000's | 2 | 2021-22: 90.5921; 2022-23: 89.4133; 2023-24: 88.1258; 2024-25: 85.6109; 2025-26: 79.825; 2026-27: 69.0377; 2027-28: 50.4912; 2028-29: 26.3161; 2029-30: 8.7861; 2030-31: 3.2972; 2031-32: 3.26; 2032-33: 3.2232; 2033-34: 3.1868; 2034-35: 3.151; 2035-36: 3.0951; 2036-37: 3.0197; 2037-38: 2.9456; 2038-39: 2.8727; 2039-40: 2.801; 2040-41: 2.7306; 2041-42: 2.6615; 2042-43: 2.5935; 2043-44: 2.5265; 2044-45: 2.4607; 2045-46: 2.3959; 2046-47: 2.3321; 2047-48: 2.2692; 2048-49: 2.2073; 2049-50: 2.1464
41FP | Total Resource Zone Population | sum (37FP:40FP) | 000's | 2 | 2019-20: 0; 2020-21: 0; 2021-22: 224.4095; 2022-23: 225.0872; 2023-24: 227.0884; 2024-25: 228.8524; 2025-26: 230.6066; 2026-27: 232.0522; 2027-28: 233.1395; 2028-29: 234.105; 2029-30: 234.8393; 2030-31: 235.542; 2031-32: 236.2648; 2032-33: 236.9691; 2033-34: 237.6776; 2034-35: 238.4699; 2035-36: 239.2306; 2036-37: 239.9676; 2037-38: 240.704; 2038-39: 241.5055; 2039-40: 242.4208; 2040-41: 243.3563; 2041-42: 244.2861; 2042-43: 245.2213; 2043-44: 246.1685; 2044-45: 247.1072; 2045-46: 248.0147; 2046-47: 248.897; 2047-48: 249.7919; 2048-49: 250.7061; 2049-50: 251.6092
42FP | Average household occupancy rate (excl. voids) | (39FP + 40FP) / (34FP + 35FP) | h/prop | 1 | 2019-20: #DIV/0!; 2020-21: #DIV/0!; 2021-22: 2.3698; 2022-23: 2.3652; 2023-24: 2.3567; 2024-25: 2.3485; 2025-26: 2.3395; 2026-27: 2.3301; 2027-28: 2.3209; 2028-29: 2.3126; 2029-30: 2.3042; 2030-31: 2.2964; 2031-32: 2.2888; 2032-33: 2.2813; 2033-34: 2.2741; 2034-35: 2.2682; 2035-36: 2.2621; 2036-37: 2.256; 2037-38: 2.2501; 2038-39: 2.245; 2039-40: 2.2412; 2040-41: 2.2379; 2041-42: 2.2346; 2042-43: 2.2314; 2043-44: 2.2285; 2044-45: 2.2257; 2045-46: 2.2227; 2046-47: 2.2196; 2047-48: 2.2168; 2048-49: 2.2143; 2049-50: 2.2119
43FP | Total Household Metering penetration (excl. voids) | 34FP / (34FP + 35FP) | % | 1 | 2019-20: #DIV/0!; 2020-21: #DIV/0!; 2021-22: 70.72%; 2022-23: 71.16%; 2023-24: 71.87%; 2024-25: 73.19%; 2025-26: 75.56%; 2026-27: 79.22%; 2027-28: 85.07%; 2028-29: 92.52%; 2029-30: 97.71%; 2030-31: 99.22%; 2031-32: 99.23%; 2032-33: 99.24%; 2033-34: 99.25%; 2034-35: 99.26%; 2035-36: 99.27%; 2036-37: 99.29%; 2037-38: 99.31%; 2038-39: 99.32%; 2039-40: 99.34%; 2040-41: 99.35%; 2041-42: 99.37%; 2042-43: 99.39%; 2043-44: 99.4%; 2044-45: 99.42%; 2045-46: 99.43%; 2046-47: 99.45%; 2047-48: 99.46%; 2048-49: 99.48%; 2049-50: 99.49%
44FP | Total Household Metering penetration (incl. voids) | (34FP) / (34FP + 34.7FP + 35FP + 35.1FP) | % | 1 | 2019-20: #DIV/0!; 2020-21: #DIV/0!; 2021-22: 68.57%; 2022-23: 69%; 2023-24: 69.69%; 2024-25: 70.97%; 2025-26: 73.29%; 2026-27: 76.85%; 2027-28: 82.53%; 2028-29: 89.77%; 2029-30: 94.81%; 2030-31: 96.28%; 2031-32: 96.29%; 2032-33: 96.3%; 2033-34: 96.31%; 2034-35: 96.32%; 2035-36: 96.33%; 2036-37: 96.35%; 2037-38: 96.37%; 2038-39: 96.38%; 2039-40: 96.4%; 2040-41: 96.41%; 2041-42: 96.43%; 2042-43: 96.44%; 2043-44: 96.46%; 2044-45: 96.47%; 2045-46: 96.49%; 2046-47: 96.5%; 2047-48: 96.52%; 2048-49: 96.53%; 2049-50: 96.54%
45FP | Distribution input | sum (12FP:15FP) + 21FP + 22FP + 27FP + 28FP | Ml/d | 2 | 2019-20: 0; 2020-21: 0; 2021-22: 52.1638; 2022-23: 54.2432; 2023-24: 55.3368; 2024-25: 55.4576; 2025-26: 54.9613; 2026-27: 53.9711; 2027-28: 54.0563; 2028-29: 52.0978; 2029-30: 50.755; 2030-31: 50.1768; 2031-32: 49.8982; 2032-33: 49.5058; 2033-34: 49.0485; 2034-35: 48.7175; 2035-36: 48.4494; 2036-37: 48.1842; 2037-38: 47.9202; 2038-39: 47.7948; 2039-40: 47.6765; 2040-41: 47.5328; 2041-42: 47.4149; 2042-43: 47.3082; 2043-44: 47.3039; 2044-45: 47.2992; 2045-46: 47.2921; 2046-47: 47.2901; 2047-48: 47.2857; 2048-49: 47.2824; 2049-50: 47.2729
46FP | Target headroom (climate change component) | Input | Ml/d | 2 | 2021-22: 0; 2022-23: 0; 2023-24: 0; 2024-25: 0; 2025-26: 0; 2026-27: 0; 2027-28: 0; 2028-29: 0; 2029-30: 0; 2030-31: 0; 2031-32: 0; 2032-33: 0; 2033-34: 0; 2034-35: 0; 2035-36: 0; 2036-37: 0; 2037-38: 0; 2038-39: 0; 2039-40: 0; 2040-41: 0; 2041-42: 0; 2042-43: 0; 2043-44: 0; 2044-45: 0; 2045-46: 0; 2046-47: 0; 2047-48: 0; 2048-49: 0; 2049-50: 0
47FP | Target headroom (All other components) | Input | Ml/d | 2 | 2021-22: 2.3058; 2022-23: 2.7054; 2023-24: 2.5502; 2024-25: 2.5129; 2025-26: 2.5227; 2026-27: 2.2396; 2027-28: 1.9632; 2028-29: 1.8218; 2029-30: 1.7249; 2030-31: 1.6397; 2031-32: 1.5924; 2032-33: 1.5558; 2033-34: 1.5019; 2034-35: 1.486; 2035-36: 1.4622; 2036-37: 1.4443; 2037-38: 1.4381; 2038-39: 1.4068; 2039-40: 1.4057; 2040-41: 1.3905; 2041-42: 1.3887; 2042-43: 1.375; 2043-44: 1.3722; 2044-45: 1.3721; 2045-46: 1.3613; 2046-47: 1.3674; 2047-48: 1.337; 2048-49: 1.3552; 2049-50: 1.3645
48FP | Target Headroom | 46FP + 47FP | Ml/d | 2 | 2019-20: 0; 2020-21: 0; 2021-22: 2.3058; 2022-23: 2.7054; 2023-24: 2.5502; 2024-25: 2.5129; 2025-26: 2.5227; 2026-27: 2.2396; 2027-28: 1.9632; 2028-29: 1.8218; 2029-30: 1.7249; 2030-31: 1.6397; 2031-32: 1.5924; 2032-33: 1.5558; 2033-34: 1.5019; 2034-35: 1.486; 2035-36: 1.4622; 2036-37: 1.4443; 2037-38: 1.4381; 2038-39: 1.4068; 2039-40: 1.4057; 2040-41: 1.3905; 2041-42: 1.3887; 2042-43: 1.375; 2043-44: 1.3722; 2044-45: 1.3721; 2045-46: 1.3613; 2046-47: 1.3674; 2047-48: 1.337; 2048-49: 1.3552; 2049-50: 1.3645
49FP | Available Headroom | 11FP - 45FP | Ml/d | 2 | 2019-20: 0; 2020-21: 0; 2021-22: 26.7353; 2022-23: 24.5325; 2023-24: 23.4237; 2024-25: 23.2561; 2025-26: 23.6507; 2026-27: 24.5364; 2027-28: 24.266; 2028-29: 26.0459; 2029-30: 27.2683; 2030-31: 25.3023; 2031-32: 25.5642; 2032-33: 23.7201; 2033-34: 24.2034; 2034-35: 24.5951; 2035-36: 24.9069; 2036-37: 25.162; 2037-38: 25.4106; 2038-39: 25.5218; 2039-40: 25.6266; 2040-41: 25.7543; 2041-42: 25.859; 2042-43: 25.9536; 2043-44: 25.9562; 2044-45: 25.9593; 2045-46: 25.9646; 2046-47: 25.9654; 2047-48: 25.9685; 2048-49: 25.9706; 2049-50: 25.9783
49.1FP | Available non-potable balance (if applicable) | 1.1FP - 12.1FP | Ml/d | 2 | 2019-20: 0; 2020-21: 0; 2021-22: 0; 2022-23: 0; 2023-24: 0; 2024-25: 0; 2025-26: 0; 2026-27: 0; 2027-28: 0; 2028-29: 0; 2029-30: 0; 2030-31: 0; 2031-32: 0; 2032-33: 0; 2033-34: 0; 2034-35: 0; 2035-36: 0; 2036-37: 0; 2037-38: 0; 2038-39: 0; 2039-40: 0; 2040-41: 0; 2041-42: 0; 2042-43: 0; 2043-44: 0; 2044-45: 0; 2045-46: 0; 2046-47: 0; 2047-48: 0; 2048-49: 0; 2049-50: 0
50FP | Supply Demand Balance | 49FP - 48FP | Ml/d | 2 | 2019-20: 0; 2020-21: 0; 2021-22: 24.4295; 2022-23: 21.8272; 2023-24: 20.8735; 2024-25: 20.7432; 2025-26: 21.128; 2026-27: 22.2968; 2027-28: 22.3028; 2028-29: 24.2241; 2029-30: 25.5434; 2030-31: 23.6626; 2031-32: 23.9718; 2032-33: 22.1643; 2033-34: 22.7015; 2034-35: 23.1092; 2035-36: 23.4447; 2036-37: 23.7177; 2037-38: 23.9724; 2038-39: 24.115; 2039-40: 24.2209; 2040-41: 24.3639; 2041-42: 24.4703; 2042-43: 24.5787; 2043-44: 24.584; 2044-45: 24.5872; 2045-46: 24.6033; 2046-47: 24.598; 2047-48: 24.6315; 2048-49: 24.6154; 2049-50: 24.6139
Data for Charts
DYAA Baseline |  |  |  |  | 2019-20 | 2020-21 | 2021-22 | 2022-23 | 2023-24 | 2024-25 | 2025-26 | 2026-27 | 2027-28 | 2028-29 | 2029-30 | 2030-31 | 2031-32 | 2032-33 | 2033-34 | 2034-35 | 2035-36 | 2036-37 | 2037-38 | 2038-39 | 2039-40 | 2040-41 | 2041-42 | 2042-43 | 2043-44 | 2044-45 | 2045-46 | 2046-47 | 2047-48 | 2048-49 | 2049-50
| Measured HH consumption |  | Ml/d | 2 | 0 | 0 | 17.3985 | 17.1126 | 17.1033 | 17.3693 | 18.1007 | 18.8088 | 19.1193 | 19.4135 | 19.6783 | 19.8823 | 20.032 | 20.182 | 20.3309 | 20.4929 | 20.6448 | 20.8008 | 20.9563 | 21.1217 | 21.295 | 21.4368 | 21.6062 | 21.7801 | 21.9521 | 22.1225 | 22.2865 | 22.452 | 22.6149 | 22.7781 | 22.9367
| Unmeasured HH consumption |  | Ml/d | 2 | 0 | 0 | 13.8617 | 13.1076 | 12.9972 | 12.4304 | 11.469 | 10.7228 | 10.4353 | 10.1498 | 9.8653 | 9.6712 | 9.5702 | 9.471 | 9.3728 | 9.2761 | 9.1878 | 9.1011 | 9.015 | 8.932 | 8.8497 | 8.7678 | 8.6875 | 8.6126 | 8.5424 | 8.4737 | 8.4056 | 8.3406 | 8.2761 | 8.2129 | 8.1486
| Non-HH consumption |  | Ml/d | 2 | 0 | 0 | 10.6803 | 11.8962 | 13.2659 | 13.9934 | 14.6462 | 14.8583 | 16.9916 | 17.041 | 17.0859 | 17.1417 | 17.1928 | 17.2435 | 17.2939 | 17.3442 | 17.3915 | 17.4372 | 17.4822 | 17.5264 | 17.5703 | 17.6141 | 17.6568 | 17.6986 | 17.7396 | 17.7797 | 17.8189 | 17.8574 | 17.8952 | 17.9324 | 17.9689
| Total Leakage |  | Ml/d | 2 | 0 | 0 | 2.7141 | 3.0111 | 2.8933 | 2.7756 | 2.7756 | 2.7756 | 2.7756 | 2.7756 | 2.7756 | 2.7756 | 2.7756 | 2.7756 | 2.7756 | 2.7756 | 2.7756 | 2.7756 | 2.7756 | 2.7756 | 2.7756 | 2.7756 | 2.7756 | 2.7756 | 2.7756 | 2.7756 | 2.7756 | 2.7756 | 2.7756 | 2.7756 | 2.7756
| Other demand components |  | Ml/d | 2 | 0 | 0 | 1.8116 | 1.8032 | 1.8027 | 1.8025 | 1.8034 | 1.803 | 1.8026 | 1.8022 | 1.8019 | 1.8016 | 1.8012 | 1.8009 | 1.8006 | 1.8002 | 1.7999 | 1.7995 | 1.7992 | 1.7989 | 1.7986 | 1.7983 | 1.7979 | 1.7976 | 1.7973 | 1.797 | 1.7967 | 1.7964 | 1.7961 | 1.7958 | 1.7955
| Total Water Available for use |  | Ml/d | 2 | 0 | 0 | 56.47 | 56.47 | 56.47 | 56.47 | 56.47 | 56.58 | 56.58 | 56.58 | 56.58 | 53.34 | 53.34 | 51.49 | 51.49 | 51.49 | 51.49 | 51.49 | 51.49 | 51.49 | 51.49 | 36.99 | 36.99 | 36.99 | 36.99 | 36.99 | 21.68 | 21.68 | 21.68 | 21.68 | 21.68
| Total Demand + Target Headroom |  | Ml/d | 2 | 0 | 0 | 48.468 | 49.1609 | 50.1705 | 50.463 | 50.8424 | 50.7522 | 52.612 | 52.5697 | 52.4969 | 52.4424 | 52.4773 | 52.5493 | 52.5976 | 52.6919 | 52.7612 | 52.8541 | 52.936 | 53.0393 | 53.1545 | 53.2382 | 53.3449 | 53.4672 | 53.5899 | 53.7144 | 53.8292 | 53.9571 | 54.0501 | 54.191 | 54.3126
DYAA Final Plan |  |  |  |  | 2019-20 | 2020-21 | 2021-22 | 2022-23 | 2023-24 | 2024-25 | 2025-26 | 2026-27 | 2027-28 | 2028-29 | 2029-30 | 2030-31 | 2031-32 | 2032-33 | 2033-34 | 2034-35 | 2035-36 | 2036-37 | 2037-38 | 2038-39 | 2039-40 | 2040-41 | 2041-42 | 2042-43 | 2043-44 | 2044-45 | 2045-46 | 2046-47 | 2047-48 | 2048-49 | 2049-50
| Measured HH consumption |  | Ml/d | 2 | 0 | 0 | 17.3985 | 17.1126 | 17.1033 | 17.3693 | 17.8449 | 19.0101 | 20.6744 | 23.2331 | 25.0416 | 25.5203 | 25.3706 | 25.108 | 24.783 | 24.583 | 24.4387 | 24.3017 | 24.1661 | 24.0429 | 23.9265 | 23.7847 | 23.6691 | 23.5647 | 23.5604 | 23.5562 | 23.5502 | 23.5495 | 23.5469 | 23.5457 | 23.5388
| Unmeasured HH consumption |  | Ml/d | 2 | 0 | 0 | 13.8617 | 13.1076 | 12.9972 | 12.4304 | 11.2771 | 9.5642 | 6.8404 | 3.4705 | 1.1321 | 0.41825 | 0.40765 | 0.39723 | 0.38579 | 0.37458 | 0.36318 | 0.34971 | 0.33657 | 0.32388 | 0.31152 | 0.29954 | 0.28792 | 0.27679 | 0.2673 | 0.25806 | 0.2491 | 0.24043 | 0.23195 | 0.22368 | 0.21552
| Non-HH consumption |  | Ml/d | 2 | 0 | 0 | 10.6803 | 11.8962 | 13.2659 | 13.9934 | 14.5832 | 14.7322 | 16.8024 | 16.7888 | 16.7706 | 16.6909 | 16.6064 | 16.5216 | 16.4364 | 16.3511 | 16.2726 | 16.1924 | 16.1115 | 16.1561 | 16.2004 | 16.2446 | 16.2877 | 16.3299 | 16.3713 | 16.4119 | 16.4515 | 16.4904 | 16.5287 | 16.5663 | 16.6033
| Total Leakage |  | Ml/d | 2 | 0 | 0 | 2.7141 | 3.0111 | 2.8933 | 2.7756 | 2.7474 | 2.7192 | 2.691 | 2.6629 | 2.6347 | 2.6065 | 2.5783 | 2.5502 | 2.522 | 2.4938 | 2.4657 | 2.4375 | 2.4093 | 2.3811 | 2.353 | 2.3248 | 2.2966 | 2.2684 | 2.2403 | 2.2121 | 2.1839 | 2.1557 | 2.1276 | 2.0994 | 2.0712
| Other demand components |  | Ml/d | 2 | 0 | 0 | 1.8116 | 1.8032 | 1.8027 | 1.8025 | 1.8036 | 1.8033 | 1.803 | 1.8027 | 1.8025 | 1.8022 | 1.8019 | 1.8015 | 1.8012 | 1.8009 | 1.8005 | 1.8002 | 1.7999 | 1.7995 | 1.7992 | 1.7989 | 1.7986 | 1.7983 | 1.798 | 1.7977 | 1.7974 | 1.7971 | 1.7968 | 1.7965 | 1.7962
| Total Water Available for use |  | Ml/d | 2 | 0 | 0 | 59.9705 | 59.8445 | 59.8292 | 59.7813 | 59.6776 | 59.0215 | 58.867 | 56.7479 | 58.9336 | 54.8755 | 55.1738 | 58.353 | 58.4631 | 58.6131 | 58.7035 | 58.7663 | 58.8356 | 58.8672 | 58.9074 | 62.7936 | 62.8412 | 62.8988 | 62.9284 | 62.9355 | 46.164 | 46.1623 | 46.1626 | 46.1423 | 46.1365
| Total Demand + Target Headroom |  | Ml/d | 2 | 0 | 0 | 48.4626 | 49.1538 | 50.1536 | 50.3967 | 50.3114 | 49.5695 | 50.3537 | 49.3375 | 48.6734 | 48.2076 | 47.8731 | 47.4422 | 46.9589 | 46.6011 | 46.3102 | 46.019 | 45.7371 | 45.5881 | 45.4546 | 45.2896 | 45.1618 | 45.0439 | 45.0273 | 45.0033 | 45.0364 | 45.0209 | 44.9777 | 44.9807 | 44.9654
DYCP Baseline |  |  |  |  | 2019-20 | 2020-21 | 2021-22 | 2022-23 | 2023-24 | 2024-25 | 2025-26 | 2026-27 | 2027-28 | 2028-29 | 2029-30 | 2030-31 | 2031-32 | 2032-33 | 2033-34 | 2034-35 | 2035-36 | 2036-37 | 2037-38 | 2038-39 | 2039-40 | 2040-41 | 2041-42 | 2042-43 | 2043-44 | 2044-45 | 2045-46 | 2046-47 | 2047-48 | 2048-49 | 2049-50
| Measured HH consumption |  | Ml/d | 2 | 0 | 0 | 17.5161 | 17.264 | 17.2549 | 17.5237 | 18.2615 | 18.9759 | 19.2891 | 19.5858 | 19.853 | 20.0587 | 20.2098 | 20.361 | 20.5113 | 20.6747 | 20.8279 | 20.9853 | 21.1422 | 21.309 | 21.4838 | 21.6269 | 21.7978 | 21.9732 | 22.1468 | 22.3187 | 22.4841 | 22.6511 | 22.8155 | 22.9802 | 23.1402
| Unmeasured HH consumption |  | Ml/d | 2 | 0 | 0 | 18.5039 | 17.4973 | 17.3499 | 16.5932 | 15.3099 | 14.3138 | 13.9301 | 13.5489 | 13.1691 | 12.91 | 12.7751 | 12.6428 | 12.5116 | 12.3827 | 12.2648 | 12.149 | 12.034 | 11.9233 | 11.8134 | 11.704 | 11.5969 | 11.4969 | 11.4032 | 11.3115 | 11.2206 | 11.1338 | 11.0477 | 10.9634 | 10.8775
| Non-HH consumption |  | Ml/d | 2 | 0 | 0 | 11.6182 | 14.6676 | 16.036 | 16.7627 | 17.4166 | 17.6289 | 19.7624 | 19.8119 | 19.857 | 19.913 | 19.9642 | 20.0152 | 20.0657 | 20.1161 | 20.1637 | 20.2095 | 20.2547 | 20.2991 | 20.3432 | 20.3871 | 20.43 | 20.472 | 20.5131 | 20.5534 | 20.5928 | 20.6315 | 20.6695 | 20.7068 | 20.7436
| Total Leakage |  | Ml/d | 2 | 0 | 0 | 2.7141 | 3.0111 | 2.8933 | 2.7756 | 2.7756 | 2.7756 | 2.7756 | 2.7756 | 2.7756 | 2.7756 | 2.7756 | 2.7756 | 2.7756 | 2.7756 | 2.7756 | 2.7756 | 2.7756 | 2.7756 | 2.7756 | 2.7756 | 2.7756 | 2.7756 | 2.7756 | 2.7756 | 2.7756 | 2.7756 | 2.7756 | 2.7756 | 2.7756
| Other demand components |  | Ml/d | 2 | 0 | 0 | 1.8116 | 1.8032 | 1.8027 | 1.8025 | 1.8034 | 1.803 | 1.8026 | 1.8022 | 1.8019 | 1.8016 | 1.8012 | 1.8009 | 1.8006 | 1.8002 | 1.7999 | 1.7995 | 1.7992 | 1.7989 | 1.7986 | 1.7983 | 1.7979 | 1.7976 | 1.7973 | 1.797 | 1.7967 | 1.7964 | 1.7961 | 1.7958 | 1.7955
| Total Water Available for use |  | Ml/d | 2 | 0 | 0 | 75.33 | 75.33 | 75.33 | 75.33 | 75.33 | 75.33 | 75.33 | 75.33 | 75.33 | 72.83 | 72.83 | 70.83 | 70.83 | 70.83 | 70.83 | 70.83 | 70.83 | 70.83 | 70.83 | 70.83 | 70.83 | 70.83 | 70.83 | 70.83 | 70.83 | 70.83 | 70.83 | 70.83 | 70.83
| Total Demand + Target Headroom |  | Ml/d | 2 | 0 | 0 | 54.4696 | 56.9486 | 57.887 | 57.9706 | 58.0897 | 57.7368 | 59.5229 | 59.3462 | 59.1815 | 59.0986 | 59.1184 | 59.1512 | 59.1666 | 59.2352 | 59.294 | 59.3632 | 59.4437 | 59.5127 | 59.6203 | 59.6824 | 59.7869 | 59.8903 | 60.0082 | 60.1283 | 60.2311 | 60.3558 | 60.4413 | 60.577 | 60.6968
DYCP Final Plan |  |  |  |  | 2019-20 | 2020-21 | 2021-22 | 2022-23 | 2023-24 | 2024-25 | 2025-26 | 2026-27 | 2027-28 | 2028-29 | 2029-30 | 2030-31 | 2031-32 | 2032-33 | 2033-34 | 2034-35 | 2035-36 | 2036-37 | 2037-38 | 2038-39 | 2039-40 | 2040-41 | 2041-42 | 2042-43 | 2043-44 | 2044-45 | 2045-46 | 2046-47 | 2047-48 | 2048-49 | 2049-50
| Measured HH consumption |  | Ml/d | 2 | 0 | 0 | 17.5161 | 17.264 | 17.2549 | 17.5237 | 18.0035 | 19.1794 | 20.859 | 23.4415 | 25.2669 | 25.75 | 25.5989 | 25.3338 | 25.0058 | 24.8039 | 24.6582 | 24.52 | 24.3832 | 24.2589 | 24.1415 | 23.9984 | 23.8817 | 23.7764 | 23.7721 | 23.768 | 23.762 | 23.7615 | 23.7589 | 23.7578 | 23.7509
| Unmeasured HH consumption |  | Ml/d | 2 | 0 | 0 | 18.5039 | 17.4973 | 17.3499 | 16.5932 | 15.0537 | 12.7673 | 9.1312 | 4.6327 | 1.5112 | 0.55832 | 0.54416 | 0.53026 | 0.51499 | 0.50002 | 0.48481 | 0.46682 | 0.44929 | 0.43235 | 0.41584 | 0.39985 | 0.38434 | 0.36949 | 0.35682 | 0.34448 | 0.33252 | 0.32095 | 0.30962 | 0.29859 | 0.2877
| Non-HH consumption |  | Ml/d | 2 | 0 | 0 | 11.6182 | 14.6676 | 16.036 | 16.7627 | 17.3532 | 17.502 | 19.572 | 19.5581 | 19.5397 | 19.4597 | 19.375 | 19.2899 | 19.2045 | 19.1189 | 19.0402 | 18.9597 | 18.8785 | 18.9229 | 18.967 | 19.0109 | 19.0536 | 19.0956 | 19.1367 | 19.177 | 19.2163 | 19.2549 | 19.2929 | 19.3302 | 19.3669
| Total Leakage |  | Ml/d | 2 | 0 | 0 | 2.7141 | 3.0111 | 2.8933 | 2.7756 | 2.7474 | 2.7192 | 2.691 | 2.6629 | 2.6347 | 2.6065 | 2.5783 | 2.5502 | 2.522 | 2.4938 | 2.4657 | 2.4375 | 2.4093 | 2.3811 | 2.353 | 2.3248 | 2.2966 | 2.2684 | 2.2403 | 2.2121 | 2.1839 | 2.1557 | 2.1276 | 2.0994 | 2.0712
| Other demand components |  | Ml/d | 2 | 0 | 0 | 1.8116 | 1.8032 | 1.8027 | 1.8025 | 1.8036 | 1.8033 | 1.803 | 1.8027 | 1.8025 | 1.8022 | 1.8019 | 1.8015 | 1.8012 | 1.8009 | 1.8005 | 1.8002 | 1.7999 | 1.7995 | 1.7992 | 1.7989 | 1.7986 | 1.7983 | 1.798 | 1.7977 | 1.7974 | 1.7971 | 1.7968 | 1.7965 | 1.7962
| Total Water Available for use |  | Ml/d | 2 | 0 | 0 | 78.8991 | 78.7758 | 78.7605 | 78.7137 | 78.612 | 78.5075 | 78.3222 | 78.1438 | 78.0233 | 75.479 | 75.4624 | 73.2258 | 73.2519 | 73.3127 | 73.3563 | 73.3462 | 73.3307 | 73.3166 | 73.3031 | 73.2871 | 73.2739 | 73.2618 | 73.2601 | 73.2585 | 73.2567 | 73.2555 | 73.2542 | 73.253 | 73.2512
| Total Demand + Target Headroom |  | Ml/d | 2 | 0 | 0 | 54.4696 | 56.9486 | 57.887 | 57.9706 | 57.484 | 56.2107 | 56.0194 | 53.9197 | 52.4799 | 51.8165 | 51.4906 | 51.0616 | 50.5504 | 50.2035 | 49.9116 | 49.6285 | 49.3583 | 49.2016 | 49.0822 | 48.9232 | 48.8036 | 48.6831 | 48.6761 | 48.6713 | 48.6534 | 48.6575 | 48.6227 | 48.6376 | 48.6373
Note on D27: [Threaded comment] Your version of Excel allows you to read this threaded comment; however, any edits to it will get removed if the file is opened in a newer version of Excel. Learn more: https://go.microsoft.com/fwlink/?linkid=870924 Comment: Walpole WTW (Blyth) to Halesworth area (NCZ) - TREATED WATER = 1.35 Mld
Note on I28: [Threaded comment] Your version of Excel allows you to read this threaded comment; however, any edits to it will get removed if the file is opened in a newer version of Excel. Learn more: https://go.microsoft.com/fwlink/?linkid=870924 Comment: Bleach Green BHs 2Mld (NCZ) to Syleham WTW (Hartismere); capped to 1.46 Mld in 2030/31, and then to 0.73 Mld from 2040. Plus; Halesworth BH (NCZ) to Walpole WTW (Blyth) at 1.38 Mld, then capped at 1.37 Mld from 30/31, then to 1.30 Mld from 2040/41.
Note on R28: [Threaded comment] Your version of Excel allows you to read this threaded comment; however, any edits to it will get removed if the file is opened in a newer version of Excel. Learn more: https://go.microsoft.com/fwlink/?linkid=870924 Comment: Bleach Green BHs 2Mld (NCZ) to Syleham WTW (Hartismere); capped to 1.46 Mld in 2030/31, and then to 0.73 Mld from 2040. Plus; Halesworth BH (NCZ) to Walpole WTW (Blyth) at 1.38 Mld, then capped at 1.37 Mld from 30/31, then to 1.30 Mld from 2040/41.
Note on AB28: [Threaded comment] Your version of Excel allows you to read this threaded comment; however, any edits to it will get removed if the file is opened in a newer version of Excel. Learn more: https://go.microsoft.com/fwlink/?linkid=870924 Comment: Bleach Green BHs 2Mld (NCZ) to Syleham WTW (Hartismere); capped to 1.46 Mld in 2030/31, and then to 0.73 Mld from 2040. Plus; Halesworth BH (NCZ) to Walpole WTW (Blyth) at 1.38 Mld, then capped at 1.37 Mld from 30/31, then to 1.30 Mld from 2040/41.
Note on D29: [Threaded comment] Your version of Excel allows you to read this threaded comment; however, any edits to it will get removed if the file is opened in a newer version of Excel. Learn more: https://go.microsoft.com/fwlink/?linkid=870924 Comment: AWS exports x 2. No NAVS.
Note on D33: [Threaded comment] Your version of Excel allows you to read this threaded comment; however, any edits to it will get removed if the file is opened in a newer version of Excel. Learn more: https://go.microsoft.com/fwlink/?linkid=870924 Comment: No climate change impact because Shipmeadow intake on the River Waveney supported with WAGS to minium flow of 18/16 Mld.
Note on I34: [Threaded comment] Your version of Excel allows you to read this threaded comment; however, any edits to it will get removed if the file is opened in a newer version of Excel. Learn more: https://go.microsoft.com/fwlink/?linkid=870924 Comment: Barsham No.2 & Puddingmoor No Det SR
Note on N34: [Threaded comment] Your version of Excel allows you to read this threaded comment; however, any edits to it will get removed if the file is opened in a newer version of Excel. Learn more: https://go.microsoft.com/fwlink/?linkid=870924 Comment: Holton & Halesworth
Note on R34: [Threaded comment] Your version of Excel allows you to read this threaded comment; however, any edits to it will get removed if the file is opened in a newer version of Excel. Learn more: https://go.microsoft.com/fwlink/?linkid=870924 Comment: All other GW No Det SRs implemented, plus No Det SR reduction at Shipmeadow on River Waveney from 20.5 to 18.
Note on T34: [Threaded comment] Your version of Excel allows you to read this threaded comment; however, any edits to it will get removed if the file is opened in a newer version of Excel. Learn more: https://go.microsoft.com/fwlink/?linkid=870924 Comment: Further 2 Mld loss of abstraction at Shipmeadow on River Waveney.
Note on D39: [Threaded comment] Your version of Excel allows you to read this threaded comment; however, any edits to it will get removed if the file is opened in a newer version of Excel. Learn more: https://go.microsoft.com/fwlink/?linkid=870924 Comment: Reduces over planning horizon with sustainability reduction implementation.
Note on N97: [Threaded comment] Your version of Excel allows you to read this threaded comment; however, any edits to it will get removed if the file is opened in a newer version of Excel. Learn more: https://go.microsoft.com/fwlink/?linkid=870924 Comment: Temporary reduction of Walpole WTW export to Halesworth distribution area
Note on O97: [Threaded comment] Your version of Excel allows you to read this threaded comment; however, any edits to it will get removed if the file is opened in a newer version of Excel. Learn more: https://go.microsoft.com/fwlink/?linkid=870924 Comment: Temporary reduction of Walpole WTW export to Halesworth distribution area
Note on P99: [Threaded comment] Your version of Excel allows you to read this threaded comment; however, any edits to it will get removed if the file is opened in a newer version of Excel. Learn more: https://go.microsoft.com/fwlink/?linkid=870924 Comment: Barsham_WTW_Saxmundham_Tower_A15 Potable Water Transfer to Blyth, plus, HoltonWTW_EyeAirfield Potable Water Transfer to Hartismere.
Note on R101: [Threaded comment] Your version of Excel allows you to read this threaded comment; however, any edits to it will get removed if the file is opened in a newer version of Excel. Learn more: https://go.microsoft.com/fwlink/?linkid=870924 Comment: Bungay_to_BarshamWTW_pipeline = 1 Mld
Note on T101: [Threaded comment] Your version of Excel allows you to read this threaded comment; however, any edits to it will get removed if the file is opened in a newer version of Excel. Learn more: https://go.microsoft.com/fwlink/?linkid=870924 Comment: Plus Lowestoft Reuse (=1+11)
Note on AB101: [Threaded comment] Your version of Excel allows you to read this threaded comment; however, any edits to it will get removed if the file is opened in a newer version of Excel. Learn more: https://go.microsoft.com/fwlink/?linkid=870924 Comment: Plus North Suffolk Winter Storage 7500 and Transfer = 19.9 Mld. (=1+11+19.9)
Note on Q106: [Threaded comment] Your version of Excel allows you to read this threaded comment; however, any edits to it will get removed if the file is opened in a newer version of Excel. Learn more: https://go.microsoft.com/fwlink/?linkid=870924 Comment: Barsham_Nitrate_Scheme
Note on R215: [Threaded comment] Your version of Excel allows you to read this threaded comment; however, any edits to it will get removed if the file is opened in a newer version of Excel. Learn more: https://go.microsoft.com/fwlink/?linkid=870924 Comment: No Det SR reduction at Shipmeadow on River Waveney from 20.5 to 18.
Note on T215: [Threaded comment] Your version of Excel allows you to read this threaded comment; however, any edits to it will get removed if the file is opened in a newer version of Excel. Learn more: https://go.microsoft.com/fwlink/?linkid=870924 Comment: Further 2 Mld loss of abstraction at Shipmeadow on River Waveney.
Note on T280: [Threaded comment] Your version of Excel allows you to read this threaded comment; however, any edits to it will get removed if the file is opened in a newer version of Excel. Learn more: https://go.microsoft.com/fwlink/?linkid=870924 Comment: HoltonWTW_EyeAirfield Potable Water Transfer

## 4. Options Appraisal Summary
Water Company | Essex & Suffolk Water | Version | 12 |  | Back to title page
Table 4: WC Level - Options Appraisal Summary | [33 empty] | Natural capital Summary | Biodiversity and Habitat |  | Climate Regulation |  | Natural Hazard Regulation |  | Water Purification |  | Water Regulation |  | Recreation and Tourism
WRMP24 Reference | Option ID | Option Name | Option type Defined List | Option Group | WRZ(s) benefitting from option Defined codes, accept multiples using "," separator, or "Company Wide" | Option status Defined | Third Party Option Flag Y/N | Partnership Option TOTEX - all parties (where applicable) | Interdependent Options (State one or more option IDs) | Preferred (Most Likely) Programme Y/N | Least Cost Programme Y/N | Ofwat Core Programme Y/N | Alternative Programme 1 [NSR] Y/N | Alternative Programme 2 [High PCC] Y/N | Alternative Programme 3 - [High ED] Y/N | Alternative Programme 4 - [Habs Regs] Y/N | Reason for option rejection | WRZ transfer is from Defined List | WRZ transfer is to Defined List | Gains in WAFU / Savings in Demand on full implementation (Ml/d) | Option benefits lead-in time (Years) | First year of option use in preferred programme (year) (Preferred programme (most likely) only) | Totex expenditure prior to option in use (£m) | Totex expenditure per annum post option in use under maximum utilisation scenario (£m) | Average totex expenditure per annum post option in use (£m) | Average option utilisation used for average totex expenditure and operational carbon forecasts (Ml/d) | Maximum option utilisation across the planning period (Ml/d) | Embodied carbon emissions (tCO2 equivalent) | Operational carbon emissions under maximum utilisation scenario (tCO2 equivalent per annum) | Average operational carbon emissions (tCO2 equivalent per annum) | Total Carbon Cost (£M) | Average Incremental Cost (AIC) (p/m3) | Total NPC (£m) | Natural capital impact of option (£NPV) | B&H Non-monetised metric where applicable (Net Habitats Units (total restoration)) | B&H Monetised metric where applicable (£M) | CR Non-monetised metric where applicable (define units) | CR Monetised metric where applicable (£M) | NHR Non-monetised metric where applicable (define units) | NHR Monetised metric where applicable (£M) | WP Non-monetised metric where applicable (define units) | WP Monetised metric where applicable (£M) | WReg Non-monetised metric where applicable (define units) | WReg Monetised metric where applicable (£M) | R&T Non-monetised metric where applicable (define units) | R&T Monetised metric where applicable (£M) | Freeform column 1 | Freeform column 2 | Freeform column 3 | Freeform column 4 | Freeform column 5
51cF | LEAK 1 | 30% reduction by 2050 | Other leakage control | Distribution Options | Company Wide | Feasible | N | N/A | N/A | N | N | N | N | N | N | N | Doesn't meet national target | N/A | N/A | 6.9479 | 0 | 2025 | 0 | 4.93 | 4.93 | 6.9479 | 6.9479 | N/A | N/A | N/A | 0 | 37.9076 | 263.38 | N/A | N/A | N/A | N/A | N/A | N/A | N/A | N/A | N/A | N/A | N/A | N/A | N/A
51cF | LEAK 3 | 50% reduction by 2050 | Other leakage control | Distribution Options | Company Wide | Feasible | N | N/A | N/A | N | N | N | N | N | N | N | Unachievable level of leakage, below UARL and very expensive | N/A | N/A | 20.3048 | 0 | 2025 | 0 | 16.93 | 16.93 | 20.3048 | 20.3048 | N/A | N/A | N/A | 0 | 44.8274 | 910.21 | N/A | N/A | N/A | N/A | N/A | N/A | N/A | N/A | N/A | N/A | N/A | N/A | N/A
51aU | ESW-ABS-001 | Minsmere cut / sluice abstraction | New Groundwater | Resource Options | ESWBLY | Unconstrained | N | N/A | N/A | N | N | N | N | N | N | N | Option rejected on the basis of the following Phase 1 criteria: - “Can the option be practically deployed”-Benefit is very small (0.25Ml/d), The shoreline management plan is for managed realignment so there is some uncertainty regarding the impact on the cut. The SMP also notes there is a potential for increased flooding in the area. - “Any environmental issues that prevent deployment of this option”- this option would require construction of an intake, 100Ml reservoir and WTW adjacent to environmentally sensitive areas. | N/A | N/A | 0.25 | N/A | N/A | N/A | N/A | N/A | N/A | N/A | N/A | N/A | N/A |  | N/A | N/A
51aP | ESW-ABS-003 | Linford New WTW 10 | Groundwater enhancement | Resource Options | ESWESX | Preferred | N | N/A | N/A | Y | Y | Y | Y | Y | Y | Y | N/A | N/A | N/A | 10 | 3 | 2028 | 34.2 | 1.44 | 0.52 | 3.35 | 10 | 6808.803 | 82.94 | 27.7849 | 0.3371 | 5.045 | 50.45 | -10380 | 0
51aP | ESW-ABS-003 (losses) | Linford New WTW 10 (losses) | Groundwater enhancement | Resource Options | ESWESX | Preferred | N | N/A | N/A | Y | Y | Y | Y | Y | Y | Y | N/A | N/A | N/A | 0.5 | 3 | 2028 | 0 | 0 | 0 | 0 | 0 | 0 | 0 | 0 | 0 | 0 | 0
51aP | 4.1FP Raw water exports | 4.1FP Linford Well Raw water export | External raw water bulk supply/transfer | Resource Options | ESWESX | Preferred | N | N/A | N/A | Y | Y | Y | Y | Y | Y | Y | N/A | N/A | N/A | -3.5 | 3 | 2028 | 0 | 0 | 0 | 0 | 0 | 0 | 0 | 0 | 0 | 0 | 0
51bP | ESW-NIT-001 | Barsham Nitrate Scheme | Outage reduction | Production Options | ESWNCT | Preferred | N | N/A | N/A | Y | Y | Y | Y | Y | Y | Y | N/A | N/A | N/A | 2.15 | 5 | 2029 | 14.73 | 0.97 | 0.44 | 0.82 | 1.86 | 2541.725 | 51.51 | 22.7087 | 0.0043332 | 12.6774 | 23.58 | -16890 | 0
51bP | ESW-NIT-005 | Langford Nitrate Scheme | Outage reduction | Production Options | ESWESX | Preferred | N | N/A | N/A | Y | Y | Y | Y | Y | Y | Y | N/A | N/A | N/A | 2.75 | 5 | 2029 | 28.26 | 1.09 | 0.06 | 0.13 | 2.75 | 2272.278 | 62.74 | 2.9659 | 0.10565 | 13.1964 | 36.29 | -20520 | 0
51bP | ESW-NIT-006 | Langham Nitrate Scheme | Outage reduction | Production Options | ESWESX | Preferred | N | N/A | N/A | Y | Y | Y | Y | Y | Y | Y | N/A | N/A | N/A | 0.9 | 5 | 2029 | 36.87 | 1.31 | 0.06 | 0.04 | 0.9 | 4212.11 | 37.87 | 1.6831 | 0.059687 | 51.1667 | 46.05 | -26760 | 0
51bP | ESW-PMP-001A | Abberton RWPS and Langford Clarifiers | Water treatment works capacity increase | Production Options | ESWESX | Preferred | N | N/A | N/A | Y | Y | Y | Y | Y | Y | Y | N/A | N/A | N/A | 8 | 2 | 2030 | 8.65 | 1.73 | 0.31 | 1.14 | 8 | 47.779 | 28.99 | 4.1311 | 6.2391 | 3.4025 | 27.22 | -12690 | 0
51bP | ESW-UVC-001 | Langford UV | Outage reduction | Production Options | ESWESX | Preferred | N | N/A | N/A | Y | Y | Y | Y | Y | Y | Y | N/A | N/A | N/A | 0.2 | 5 | 2029 | 6.58 | 0.19 | 0.01 | 0.01 | 0.2 | 61.923 | 24.97 | 1.2485 | 0.015357 | 38.65 | 7.73 | -9090 | 0
51aF | ESW-ASR-004-B | Abberton ASR using existing Layer WTW | Aquifer recharge/Aquifer Storage recovery | Resource Options | ESWESX | Feasible | N | N/A | N/A | N | N | N | N | N | N | N |  | N/A | N/A | 2.4 | 10 | N/A | N/A | N/A | N/A | N/A | 2.4 | N/A | N/A | N/A | 0.00013427 | N/A | N/A
51aF | ESW-ASR-004-A | Abberton ASR with additional treatment capacity | Aquifer recharge/Aquifer Storage recovery | Resource Options | ESWESX | Feasible | N | N/A | N/A | N | N | N | N | N | N | N |  | N/A | N/A | 2.4 | 10 | N/A | N/A | N/A | N/A | N/A | 2.4 | N/A | N/A | N/A | 0.25154 | N/A | N/A
51cF | ESW-TRA-007 | Anglian Water Treated Water Import (from east of Norwich area) | External Potable bulk supply/Transfer | Distribution Options | ESWNCT | Feasible | Y | N/A | ESW-TRA-001A15, ESW-TRA-019 | N | N | N | N | N | N | N |  | AWSNTB | ESWNCT | 44 | 3 | 2030 | 40.49 | 1.26 | N/A | N/A | 44 | 54047.9 | 1245.222 | N/A | 15.4102 | 1.078 | 47.43
51cF | ESW-TRA-015 | Barsham to Eye Airfield (Northern Central to Hartismere) | Internal Potable Transfer | Distribution Options | ESWHRT | Feasible | N | N/A | ESW-TRA-001B | N | N | N | N | N | N | N |  | ESWNCT | ESWHRT | 8.5 | 3 | 2030 | 59.02 | 0.65 | N/A | N/A | 8.5 | N/A | N/A | N/A | 14.9708 | 4.0253 | 34.2149
51cF | ESW-TRA-001B | Barsham WTW to Blyth Transfer Main | Internal Potable Transfer | Distribution Options | ESWBLY | Feasible | N | N/A | ESW-TRA-015 | N | N | N | N | N | N | N |  | ESWNCT | ESWBLY | 8 | 3 | 2030 | 45.83 | 0.06 | N/A | N/A | 8 | 43624.197 | 215.234 | N/A | 13.3523 | 3.1531 | 25.2246
51aF | ESW-EFR-007 | Caister Water Reuse | Water reuse | Resource Options | ESWNCT | Feasible | N | N/A | N/A | N | N | N | Y | Y | Y | Y |  | N/A | N/A | 16.4 | 5 | 2040 | 67.73 | 4.48 | N/A | N/A | 16.4 | N/A | N/A | N/A | 5.2743 | 3.6713 | 60.21
51aF | ESW-DES-004-BW | California (Caister) Desalination using Beach Well to Caister | Desalination | Resource Options | ESWNCT | Feasible | N | N/A | N/A | N | N | N | N | N | N | N |  | N/A | N/A | 25.1 | 5 | 2032 | 115.32 | 11.56 | N/A | N/A | 25.1 | 71182.311 | 9965.124 | 0 | 6.1335 | 10.1291 | 254.24
51aU | ESW-DES-002A | Tilbury Brackish Desalination | Desalination | Resource Options | ESWESX | Unconstrained | N | N/A | N/A | N | N | N | N | N | N | N | Unlikely to be land availble in required location | N/A | N/A | 25 | N/A | N/A | N/A | N/A | N/A | N/A | N/A | N/A |  |  |  | N/A | N/A
51aU | ESW-DES-002B | Tilbury Brackish Desalination | Desalination | Resource Options | ESWESX | Unconstrained | N | N/A | N/A | N | N | N | N | N | N | N | Unlikely to be land availble in required location | N/A | N/A | 50 | N/A | N/A | N/A | N/A | N/A | N/A | N/A | N/A |  |  |  | N/A | N/A
51aU | ESW-DES-002C | Tilbury Brackish Desalination | Desalination | Resource Options | ESWESX | Unconstrained | N | N/A | N/A | N | N | N | N | N | N | N | Unlikely to be land availble in required location | N/A | N/A | 100 | N/A | N/A | N/A | N/A | N/A | N/A | N/A | N/A |  |  |  | N/A | N/A
51aU | ESW-DES-002D | Tilbury Brackish Desalination | Desalination | Resource Options | ESWESX | Unconstrained | N | N/A | N/A | N | N | N | N | N | N | N | Unlikely to be land availble in required location | N/A | N/A | 145 | N/A | N/A | N/A | N/A | N/A | N/A | N/A | 97973.6 |  |  |  | N/A | N/A
51aF | ESW-DES-004-IG | California (Caister) Desalination using infiltration Gallery to Caister | Desalination | Resource Options | ESWNCT | Feasible | N | N/A | N/A | N | N | N | N | N | N | Y |  | N/A | N/A | 14 | 5 | 2032 | 82.73 | 6.57 | N/A | N/A | 14 | 60156.3476 | 5557.093 | 0 | 3.5076 | 12.0179 | 168.25 | -2318.5 | 110.53
51aF | ESW-DES-001X | Canvey Island Desalination Terrestrial | Desalination | Resource Options | ESWESX | Feasible | N | N/A | N/A | N | N | N | N | N | N | N |  | N/A | N/A | 10 | 5 | 2032 | 146.32 | 5.01 | N/A | N/A | 10 | 35030.234 | 3962.4529 | 0 | TBC | 16.287 | 162.87
51aF | ESW-DES-001Y | Canvey Island Desalination Terrestrial | Desalination | Resource Options | ESWESX | Feasible | N | N/A | N/A | N | N | N | N | N | N | N |  | N/A | N/A | 15 | 5 | 2032 | 164.94 | 7.44 | N/A | N/A | 15 | 38610.878 | 5943.82 | 0 | TBC | 13.4293 | 201.44
51aF | ESW-DES-001Z | Canvey Island Desalination Terrestrial | Desalination | Resource Options | ESWESX | Feasible | N | N/A | N/A | N | N | N | N | N | N | N |  | N/A | N/A | 20 | 5 | 2032 | 189.54 | 9.83 | N/A | N/A | 20 | 42823.509 | 7925.188 | 0 | TBC | 12.2125 | 244.25
51aU | ESW-DES-006A | Canvey Island Desalination - Barge Mounted Solution | Desalination | Resource Options | ESWESX | Unconstrained | N | N/A | N/A | N | N | N | N | N | N | N | Unlikely to be viable due to tidal conditions in estuary | N/A | N/A | 25 | N/A | N/A | N/A | N/A | N/A | N/A | N/A | N/A |  |  |  | N/A | N/A
51aU | ESW-DES-006B | Canvey Island Desalination - Barge Mounted Solution | Desalination | Resource Options | ESWESX | Unconstrained | N | N/A | N/A | N | N | N | N | N | N | N | Unlikely to be viable due to tidal conditions in estuary | N/A | N/A | 50 | N/A | N/A | N/A | N/A | N/A | N/A | N/A | N/A |  |  |  | N/A | N/A
51aU | ESW-DES-006C | Canvey Island Desalination - Barge Mounted Solution | Desalination | Resource Options | ESWESX | Unconstrained | N | N/A | N/A | N | N | N | N | N | N | N | Unlikely to be viable due to tidal conditions in estuary | N/A | N/A | 100 | N/A | N/A | N/A | N/A | N/A | N/A | N/A | N/A |  |  |  | N/A | N/A
51aU | ESW-DES-006D | Canvey Island Desalination - Barge Mounted Solution | Desalination | Resource Options | ESWESX | Unconstrained | N | N/A | N/A | N | N | N | N | N | N | N | Unlikely to be viable due to tidal conditions in estuary | N/A | N/A | 250 | N/A | N/A | N/A | N/A | N/A | N/A | N/A | 86146.5 |  |  |  | N/A | N/A
51aU | ESW-DES-007A | Tilbury Brackish Desalination - Barge Mounted Solution | Desalination | Resource Options | ESWESX | Unconstrained | N | N/A | N/A | N | N | N | N | N | N | N | Option rejected on following Phase 3 feasibility criteria: “Benefit”: barge mounted options provide no great benefit over terrestrial options; “Location” and “Mutual Exclusivity”: barge mounted options located on the same sites as the terrestrial options; “Water Quality at source”: additional level of complexity introduced regarding Materials in Contact compliance. Additional rejection reasons include lack of precedent in the UK; lack of continuous supply examples; causes of outage and subsequent need for storage; security regarding SEMD compliance. | N/A | N/A | 25 | 5 | 2032 | 106.97 | 13.31 | N/A | N/A | 25 | 32616.647 | 7929.722 | 0 | 0 | 8.6308 | 215.77
51aU | ESW-DES-007B | Tilbury Brackish Desalination - Barge Mounted Solution | Desalination | Resource Options | ESWESX | Unconstrained | N | N/A | N/A | N | N | N | N | N | N | N | Option rejected on following Phase 3 feasibility criteria: “Benefit”: barge mounted options provide no great benefit over terrestrial options; “Location” and “Mutual Exclusivity”: barge mounted options located on the same sites as the terrestrial options; “Water Quality at source”: additional level of complexity introduced regarding Materials in Contact compliance. Additional rejection reasons include lack of precedent in the UK; lack of continuous supply examples; causes of outage and subsequent need for storage; security regarding SEMD compliance. | N/A | N/A | 50 | 5 | 2032 | 135.11 | 35.25 | N/A | N/A | 50 | 37958.602 | 13834.833 | 0 | 0 | 9.1462 | 457.31
51aU | ESW-DES-007C | Tilbury Brackish Desalination - Barge Mounted Solution | Desalination | Resource Options | ESWESX | Unconstrained | N | N/A | N/A | N | N | N | N | N | N | N | Option rejected on following Phase 3 feasibility criteria: “Benefit”: barge mounted options provide no great benefit over terrestrial options; “Location” and “Mutual Exclusivity”: barge mounted options located on the same sites as the terrestrial options; “Water Quality at source”: additional level of complexity introduced regarding Materials in Contact compliance. Additional rejection reasons include lack of precedent in the UK; lack of continuous supply examples; causes of outage and subsequent need for storage; security regarding SEMD compliance. | N/A | N/A | 100 | 5 | 2032 | 233.96 | 50.09 | N/A | N/A | 100 | 49096.941 | 25645.054 | 0 | 0 | 6.8211 | 682.11
51aU | ESW-DES-007D | Tilbury Brackish Desalination - Barge Mounted Solution | Desalination | Resource Options | ESWESX | Unconstrained | N | N/A | N/A | N | N | N | N | N | N | N | Option rejected on following Phase 3 feasibility criteria: “Benefit”: barge mounted options provide no great benefit over terrestrial options; “Location” and “Mutual Exclusivity”: barge mounted options located on the same sites as the terrestrial options; “Water Quality at source”: additional level of complexity introduced regarding Materials in Contact compliance. Additional rejection reasons include lack of precedent in the UK; lack of continuous supply examples; causes of outage and subsequent need for storage; security regarding SEMD compliance. | N/A | N/A | 250 | 5 | 2032 | 454.09 | 113.98 | N/A | N/A | 250 | 71369.052 | 61075.718 | 0 | 0 | 5.9676 | 1491.89
51aF | ESW-DES-001A | Canvey Island Desalination Terrestrial | Desalination | Resource Options | ESWESX | Feasible | N | N/A | N/A | N | N | N | N | N | N | N |  | N/A | N/A | 25 | 5 | 2032 | 205.82 | 12.44 | N/A | N/A | 25 | 44954.816 | 9906.555 | 0 | 3.231 | 11.3136 | 282.84
51aF | ESW-DES-001B | Canvey Island Desalination Terrestrial | Desalination | Resource Options | ESWESX | Feasible | N | N/A | N/A | N | N | N | N | N | N | N |  | N/A | N/A | 50 | 5 | 2032 | 295.73 | 24.75 | N/A | N/A | 50 | 63711.518 | 19813.393 | 0 | 4.5438 | 9.5036 | 475.18
51aU | ESW-DES-009 | South Lowestoft / Kessingland Desalination using Beach Well / Infiltration Gallery | Desalination | Resource Options | ESWNCT | Unconstrained | N | N/A | N/A | N | N | N | N | N | N | N | Option rejected on the basis of the following Phase 1 criteria: - “Availability of land” - very small area available to the South of Lowestoft. - “Industry best practices and standards” - highly mobile seabed so an outfall is not feasible. - “Existing infrastructure” - WRC is small (DWF 1 Ml/d and FFT 4.3 Ml/d). This would restrict the brine flow through the tie-in to the WRC and therefore the output of the option. - Environmental designations” - WRC discharges to Hundred River – lots of environmental designations and would further limit the output. | N/A | N/A | 1-4.3 | N/A | N/A | N/A | N/A | N/A | N/A | N/A | N/A |  |  |  | N/A | N/A
51aF | ESW-DES-001C | Canvey Island Desalination Terrestrial | Desalination | Resource Options | ESWESX | Feasible | N | N/A | N/A | N | N | N | N | N | N | N |  | N/A | N/A | 100 | 5 | 2032 | 487.57 | 49.02 | N/A | N/A | 100 | 116925.023 | 39627.068 | 0 | 5.8995 | 8.654 | 865.4
51aF | ESW-DES-001D | Canvey Island Desalination Terrestrial | Desalination | Resource Options | ESWESX | Feasible | N | N/A | N/A | N | N | N | N | N | Y | N |  | N/A | N/A | 190 | 5 | 2032 | 897.28 | 93.37 | N/A | N/A | 190 | 173095.3529 | 75291.683 | 0 | 7.2393 | 8.5478 | 1624.09
51aF | ESW-EFR-003 | Colchester Water Reuse | Water reuse | Resource Options | ESWESX | Feasible | N | N/A | N/A | N | N | N | N | N | N | N |  | N/A | N/A | 15 | 5 | 2032 | 53.38 | 4.22 | N/A | N/A | 15 | 11523.86 | 2426.566 | N/A | 2.0011 | 5.56 | 83.4
51aP | ESW-EFR-002A | Lowestoft Water Reuse to Ellingham Mill | Water reuse | Resource Options | ESWNCT | Preferred | N | N/A | ESW-TRA-001, ESW-TRA-019 | Y | Y | Y | N | Y | Y | Y |  | N/A | N/A | 11 | 5 | 2032 | 73.27 | 3.29 | 3.15 | 5.17 | 11 | 26345.55 | 1779.465 | 836.3485 | 2.0011 | 8.6773 | 95.45 | -39840 | 20.674 |  |  |  |  | -£35.07/yr | Provision likely reduced |  | 0 |  | Scoped out
51aF | ESW-DES-008-BW | Corton Desalination using Beach Well | Desalination | Resource Options | ESWNCT | Feasible | N | N/A | ESW-TRA-001A15, ESW-TRA-019 | N | N | N | N | Y | Y | N |  | N/A | N/A | 10.1 | 5 | 2032 | 99.99 | 5 | N/A | N/A | 10.1 | 40180.51 | 3985.88 | 0 | 2.5982 | 12.4277 | 125.52
51aU | ESW-EFR-004 | Tilbury Water Reuse | Water reuse | Resource Options | ESWESX | Unconstrained | N | N/A | N/A | N | N | N | N | N | N | N | Option rejected on Phase 3 feasibility criteria “Location” and “Mutual Exclusivity”. Land is expected to be limited and expensive to secure due to development within the Tilbury area. The location would also require significant infrastructure to connect to the main network. | N/A | N/A | 19 | 5 | 2032 | 97.3 | 5.81 | N/A | N/A | 19 | 55724.21 | 3073.666 | 0 | 0 | 7.0121 | 133.23
51aU | ESW-EFR-005 | Basildon/Pitsea Creek using RO process | Water reuse | Resource Options | ESWESX | Unconstrained | N | N/A | N/A | N | N | N | N | N | N | N | Option rejected on the basis of the Phase 1 criterion “availability of source water”. Review of actual flows at Basildon show that output is 2.8 Ml/d - this is considered too small to be viable. | N/A | N/A | 2.8 | N/A | N/A | N/A | N/A | N/A | N/A | N/A | N/A |  |  |  | N/A | N/A
51aU | ESW-EFR-006 | Canvey Island | Water reuse | Resource Options | ESWESX | Unconstrained | N | N/A | N/A | N | N | N | N | N | N | N | Option rejected on the basis of the Phase 1 criterion “availability of source water”. Review of actual flows at Canvey Island show that the output is 2.3 Ml/d - this is considered too small to be viable. | N/A | N/A | 2.3 | N/A | N/A | N/A | N/A | N/A | N/A | N/A | N/A |  |  |  | N/A | N/A
51aF | ESW-DES-008-IG | Corton Desalination using Infiltration Gallery | Desalination | Resource Options | ESWNCT | Feasible | N | N/A | ESW-TRA-001A15, ESW-TRA-019 | N | N | N | N | N | N | N |  | N/A | N/A | 5.6 | 5 | 2032 | 83.17 | 2.9 | N/A | N/A | 5.6 | 23874.6793 | 2222.003 | 0 | 1.5806 | 16.3286 | 91.44
51dF | NHH delay 2032 | Delay to new large NHH users to 2032. | Change in levels of service | Customer Options | ESWBLY,ESWHRT,ESWNCT | Feasible | N | N/A | N/A | N | N | N | N | N | N | N | Do not require a monotorium across the whole of Suffolk region to reduce deficits. | N/A | N/A | 52.54 | 0 | 2021 | 0 | 0 | 0 | 52.54 | 52.54 | N/A | N/A | N/A | 0 | 0 | 0 | N/A | N/A | N/A | N/A | N/A | N/A | N/A | N/A | N/A | N/A | N/A | N/A | N/A
51dF | NHH delay 2035 | Delay to new large NHH users to 2035. | Change in levels of service | Customer Options | ESWBLY,ESWHRT,ESWNCT | Feasible | N | N/A | N/A | N | N | N | N | N | N | N | Do not require a monotorium across the whole of Suffolk region to reduce deficits. | N/A | N/A | 70.66 | 0 | 2021 | 0 | 0 | 0 | 70.66 | 70.66 | N/A | N/A | N/A | 0 | 0 | 0 | N/A | N/A | N/A | N/A | N/A | N/A | N/A | N/A | N/A | N/A | N/A | N/A | N/A
51aP | ESW-RES-002C | North Suffolk Winter Storage Reservoir 7500 | New Reservoir | Resource Options | ESWNCT | Preferred | N | N/A | ESW-TRA-001, ESW-TRA-019 | Y | Y | N | N | N | N | N |  | N/A | N/A | 19.9 | 5 | 2040 | 221.91 | 0.92 | 0.57 | 4.98 | 19.9 | 34965.3149 | N/A | N/A | 13.3523 | 7.2548 | 144.37 | -1167120 | 0
51cP | ESW-TRA-001 | Barsham WTW to Saxmundham Tower | Internal Potable Transfer | Distribution Options | ESWBLY | Preferred | N | N/A | ESW-TRA-019 | Y | Y | Y | Y | Y | Y | Y |  | ESWNCT | ESWBLY | 15 | 3 | 2029 | 50.63 | 0.11 | 0.03 | 3.5 | 5.35 | 48638.76 | 215.234 | 140.8073 | 1.0639 | 8.6075 | 46.05 | -21930 | 40.9129
51dF | WEF High 12 | Digital Engagement | Other water efficiency | Customer Options | Company Wide | Feasible | N | N/A | N/A | N | N | N | N | N | N | N | Higher risk for limited additional savings | N/A | N/A | 2.2206 | 0 | N/A | 0 | 0.021621 | 0.021621 | 2.2206 | 2.2206 | N/A | N/A | N/A | 0 | 0.20721 | 0.46014 | N/A | N/A | N/A | N/A | N/A | N/A | N/A | N/A | N/A | N/A | N/A | N/A | N/A
51cU | ESW-TRA-003 | New main from AW SPA main near Little Whelnetham to Eye Airfield | External Potable bulk supply/Transfer | Distribution Options | ESWHRT | Unconstrained | N | N/A | N/A | N | N | N | N | N | N | N | Requires input to SPA main in Essex and will reduce Essex resilience to an unacceptable level | AWSSUI | ESWHRT | 10 | N/A | N/A | N/A | N/A | N/A | N/A | N/A | N/A | N/A | N/A |  | N/A | N/A
51cU | ESW-TRA-003A | New main from future strategic grid main near Little Whelnetham to Eye Airfield | External Potable bulk supply/Transfer | Distribution Options | ESWHRT | Unconstrained | N | N/A | N/A | N | N | N | N | N | N | N | AW advise that insufficient capacity in the SPA main to provide these quantities. | AWSSUI | ESWHRT | 37.5 | N/A | N/A | N/A | N/A | N/A | N/A | N/A | N/A | N/A | N/A |  | N/A | N/A
51cU | ESW-TRA-003B | New main from future strategic grid main near Little Whelnetham to Eye Airfield (supplements ESW-TRA-003) | External Potable bulk supply/Transfer | Distribution Options | ESWHRT | Unconstrained | N | N/A | N/A | N | N | N | N | N | N | N | AW advise that insufficient capacity in the SPA main to provide these quantities. | AWSSUI | ESWHRT | 44 | N/A | N/A | N/A | N/A | N/A | N/A | N/A | N/A | N/A | N/A |  | N/A | N/A
51cU | ESW-TRA-004 | Essex to Hartismere Transfer | Internal Potable Transfer | Distribution Options | ESWHRT | Unconstrained | N | N/A | N/A | N | N | N | N | N | N | N | Will reduce Essex resilience to an unacceptable level | ESWESX | ESWHRT | 10 | N/A | N/A | N/A | N/A | N/A | N/A | N/A | N/A | N/A | N/A |  | N/A | N/A
51cU | ESW-TRA-006 | South Lowestoft Desalination Transfer | Internal Potable Transfer | Distribution Options | ESWNCT | Unconstrained | N | N/A | N/A | N | N | N | N | N | N | N | Option rejected on the basis of the Phase 1 criterion “availability of source water”. The desalination plant has been rejected by AWS due to the seabed conditions for the marine intake/outfall, therefore, there is no water available | N/A | N/A | 10 | N/A | N/A | N/A | N/A | N/A | N/A | N/A | N/A | N/A | N/A |  | N/A | N/A
51dF | WEF High 6 | Educational interactions | Water efficiency customer education / awareness | Customer Options | Company Wide | Feasible | N | N/A | N/A | N | N | N | N | N | N | N | Higher risk for limited additional savings | N/A | N/A | 2.7758 | 0 | N/A | 0 | 0.022522 | 0.022522 | 2.7758 | 2.7758 | N/A | N/A | N/A | 0 | 0.17268 | 0.47932 | N/A | N/A | N/A | N/A | N/A | N/A | N/A | N/A | N/A | N/A | N/A | N/A | N/A
51cU | ESW-TRA-008 | Sizewell to Saxmundham | Internal Potable Transfer | Distribution Options | ESWBLY | Unconstrained | N | N/A | N/A | N | N | N | N | N | N | N | To be incorporated within BAU zonal studies projects | ESWBLY | ESWBLY | 2.5 | N/A | N/A | N/A | N/A | N/A | N/A | N/A | N/A | N/A | N/A |  | N/A | N/A
51cU | ESW-TRA-009 | Langham WTW to SPA | Internal Potable Transfer | Distribution Options | ESWHRT | Unconstrained | N | N/A | N/A | N | N | N | N | N | N | N | Will reduce Essex resilience to an unacceptable level | ESWESX | AWSSUI | 10 | N/A | N/A | N/A | N/A | N/A | N/A | N/A | N/A | N/A | N/A |  | N/A | N/A
51cF | ESW-TRA-014 | Eye Airfield to Barsham (Hartismere to Northern Central) | Internal Potable Transfer | Distribution Options | ESWNCT | Feasible | N | N/A | N/A | N | N | N | N | N | N | N |  | ESWHRT | ESWNCT | 26.5 | 3 | 2030 | 46.07 | 1.08 | N/A | N/A | 26.5 | 57775.907 | 1053.198 | N/A | 16.3148 | 1.8407 | 48.7792
51cF | ESW-TRA-012 | Eye Airfield to Saxmundham (Hartismere to Blyth) | Internal Potable Transfer | Distribution Options | ESWBLY | Feasible | N | N/A | N/A | N | N | N | N | N | N | N |  | ESWHRT | ESWHRT | 8 | 3 | 2030 | 30.55 | 0.32 | N/A | N/A | 8 | 44986.176 | 290.974 | N/A | 12.4019 | 3.4992 | 27.9937
51dF | WEF Low 3 | Find and Fix Teams - bulk supply | Other water efficiency | Customer Options | Company Wide | Feasible | N | N/A | N/A | N | N | N | N | Y | N | N | Impact not great enough to reach long term targets | N/A | N/A | 4.8998 | 0 | N/A | 0 | 0.13513 | 0.13513 | 4.8998 | 4.8998 | N/A | N/A | N/A | 0 | 0.57391 | 2.812 | N/A | N/A | N/A | N/A | N/A | N/A | N/A | N/A | N/A | N/A | N/A | N/A | N/A
51dF | WEF High 5 | Find and Fix Teams - bulk supply | Other water efficiency | Customer Options | Company Wide | Feasible | N | N/A | N/A | N | N | N | N | N | N | N | Higher risk for limited additional savings | N/A | N/A | 4.7744 | 0 | N/A | 0 | 0.16216 | 0.16216 | 4.7744 | 4.7744 | N/A | N/A | N/A | 0 | 0.72283 | 3.4511 | N/A | N/A | N/A | N/A | N/A | N/A | N/A | N/A | N/A | N/A | N/A | N/A | N/A
51dF | WEF High | High scenario | Other water efficiency | Customer Options | Company Wide | Feasible | N | N/A | N/A | N | N | N | N | N | N | N | Higher risk for limited additional savings | N/A | N/A | 36.9559 | 0 | 2025 | 0 | 1.1107 | 1.1107 | 36.9559 | 36.9559 | N/A | N/A | N/A | 0 | 0.6459 | 23.8699 | N/A | N/A | N/A | N/A | N/A | N/A | N/A | N/A | N/A | N/A | N/A | N/A | N/A
51dF | WEF High 2 | Internal leakage repair - education | Other water efficiency | Customer Options | Company Wide | Feasible | N | N/A | N/A | N | N | N | N | N | N | N | Higher risk for limited additional savings | N/A | N/A | 4.7744 | 0 | N/A | 0 | 0.0054053 | 0.0054053 | 4.7744 | 4.7744 | N/A | N/A | N/A | 0 | 0.024094 | 0.11504 | N/A | N/A | N/A | N/A | N/A | N/A | N/A | N/A | N/A | N/A | N/A | N/A | N/A
51dF | WEF Low 2 | Internal leakage repair - visits | Other water efficiency | Customer Options | Company Wide | Feasible | N | N/A | N/A | N | N | N | N | Y | N | N | Impact not great enough to reach long term targets | N/A | N/A | 11.7595 | 0 | N/A | 0 | 0.19459 | 0.19459 | 11.7595 | 11.7595 | N/A | N/A | N/A | 0 | 0.33496 | 3.9389 | N/A | N/A | N/A | N/A | N/A | N/A | N/A | N/A | N/A | N/A | N/A | N/A | N/A
51dF | WEF High 4 | Internal leakage repair - visits (chargeable) | Other water efficiency | Customer Options | Company Wide | Feasible | N | N/A | N/A | N | N | N | N | N | N | N | Higher risk for limited additional savings | N/A | N/A | 6.0475 | 0 | N/A | 0 | 0 | 0 | 6.0475 | 6.0475 | 0 | 0 | 0 | 0 | 0 | 0 | N/A | N/A | N/A | N/A | N/A | N/A | N/A | N/A | N/A | N/A | N/A | N/A | N/A
51dF | WEF High 3 | Internal leakage repair - visits (only for those on affordability tariff) | Other water efficiency | Customer Options | Company Wide | Feasible | N | N/A | N/A | N | N | N | N | N | N | N | Higher risk for limited additional savings | N/A | N/A | 1.114 | 0 | N/A | 0 | 0.022702 | 0.022702 | 1.114 | 1.114 | N/A | N/A | N/A | 0 | 0.4337 | 0.48315 | N/A | N/A | N/A | N/A | N/A | N/A | N/A | N/A | N/A | N/A | N/A | N/A | N/A
51cU | ESW-TRA-017 | Saxmundham to Coldfair Green / Sizewell | Internal Potable Transfer | Distribution Options | ESWBLY | Unconstrained | N | N/A | N/A | N | N | N | N | N | N | N | To be incorporated within BAU zonal studies projects | ESWBLY | ESWBLY | 2.5 | N/A | N/A | N/A | N/A | N/A | N/A | N/A | N/A | N/A | N/A |  | N/A | N/A
51dF | WEF Low | Low scenario | Other water efficiency | Customer Options | Company Wide | Feasible | N | N/A | N/A | N | N | N | N | Y | N | N | Impact not great enough to reach long term targets | N/A | N/A | 20.807 | 0 | 2025 | 0 | 0.5759 | 0.5759 | 20.807 | 20.807 | N/A | N/A | N/A | 0 | 0.57596 | 11.9841 | N/A | N/A | N/A | N/A | N/A | N/A | N/A | N/A | N/A | N/A | N/A | N/A | N/A
51cP | ESW-TRA-019 | Transfer from Holton WTW to Eye Airfield | Internal Potable Transfer | Distribution Options | ESWHRT | Preferred | N | N/A | ESW-TRA-001 | Y | Y | Y | Y | Y | Y | Y | N/A | ESWNCT | ESWHRT | 8.5 | 3 | 2029 | 57.61 | 0.46 | 0.33 | 5.4 | 7.53 | 39148 | 225.791 | 161.9218 | 10.9406 | 7.5498 | 56.85 | -10320 | 29.2153 |  |  |  |  | -£15.71/yr | Provision likely reduced |  | 0
51cU | ESW-TRA-020 | Norwich West - Barsham WTW | External Potable bulk supply/Transfer | Distribution Options | ESWNCT | Unconstrained | N | N/A | N/A | N | N | N | N | N | N | N | AW advise that insufficient capacity from potential Fens Reservoir to provide these quantities. | AWSNTB | ESWNCT | 44 | N/A | N/A | N/A | N/A | N/A | N/A | N/A | N/A | N/A | N/A |  | N/A | N/A
51aP | ESW-TRA-018 & ESW-TRA-023 | Bungay to Broome WTW and Broome to Barsham WTW transfer | Internal raw water transfer | Resource Options | ESWNCT | Preferred | N | N/A | N/A | Y | Y | Y | Y | Y | Y | Y | N/A | ESWNCT | ESWNCT | 1 | 3 | 2030 | 12.71 | 0.09 | 0.09 | 0.8 | 1 | 7288.558 | 88.099 | 70.4792 | 0.82731 | 12.06 | 12.06 | -13500 | 0 |  |  |  |  | -£4.35/yr | Provision likely reduced |  | 0
51cP | ESW-TRA-019 (DYCP) | Transfer from Holton WTW to Eye Airfield | Internal Potable Transfer | Distribution Options | ESWHRT | Preferred | N | N/A | ESW-TRA-001 | Y | Y | Y | Y | Y | Y | Y | N/A | ESWNCT | ESWHRT | 0.18 | 3 | 2030 | 35.21 | 0.25 | 1.94 | 6.13 | 8.5 | 39148 | 225.791 | N/A | 10.9406 | 6.6882 | 56.85 | -344.35 | 29.2153 | N/A | N/A | N/A | N/A | -£15.71/yr | Provision likely reduced |  | 0 | N/A | N/A | N/A
51dP | 1 in 200 DO | Benefit of 1 in 200 year DO | Change in levels of service | Customer Options | ESWESX | Preferred | N | N/A | N/A | Y | Y | Y | Y | Y | Y | Y | N/A | N/A | N/A | 16.2 | 0 | 2025 | 0 | 0 | 0 | 16.2 | 16.2 | N/A | N/A | N/A | 0 | 0 | 0 | N/A | N/A | N/A | N/A | N/A | N/A | N/A | N/A | N/A | N/A | N/A | N/A | N/A
51bP | Reduction in outages | Increase in outage due to 1 in 200 YR | Outage reduction | Production Options | ESWESX | Preferred | N | N/A | N/A | Y | Y | Y | Y | Y | Y | Y | N/A | N/A | N/A | 5.7 | 0 | 2021 | 0 | 0 | 0 | 5.7 | 5.7 | N/A | N/A | N/A | 0 | 0 | 0 | N/A | N/A | N/A | N/A | N/A | N/A | N/A | N/A | N/A | N/A | N/A | N/A | N/A
51aP | REG19 Derogation | REG19 Derogation | Groundwater enhancement | Resource Options | ESWHRT | Preferred | N | N/A | N/A | Y | Y | Y | Y | Y | Y | Y | N/A | N/A | N/A | 4.6306 | 0 | 2025 | N/A | N/A | N/A | 2.27 | 2.27 | N/A | N/A | N/A | 0 | 0 | 0 | N/A | N/A | N/A | N/A | N/A | N/A | N/A | N/A | N/A | N/A | N/A | N/A | N/A
51aF | ESW-EFR-002 | Lowestoft Water Reuse to Lound Lakes | Water reuse | Resource Options | ESWNCT | Feasible | N | N/A | N/A | N | N | N | N | N | N | N |  | N/A | N/A | 11 | 5 | 2032 | 65.43 | 3.06 | N/A | N/A | 11 | 26363 | 1779.465 | 0 | 1.6716 | 7.3773 | 81.15
51aP | Walpole WTW to Halesworth distribution area | Walpole WTW to Halesworth distribution area | Internal raw water transfer | Resource Options | ESWBLY | Preferred | N | N/A | N/A | Y | Y | Y | Y | Y | Y | Y | N/A | N/A | ESWNCT | 0.66 | 0 | 2026 | 0 | 0 | 0 | 0.64 | 0.66 | N/A | N/A | N/A | 0 | 0 | 0 | N/A | N/A | N/A | N/A | N/A | N/A | N/A | N/A | N/A | N/A | N/A | N/A | N/A
51dP | Droughtmeas1 | Drought - water reuse restrictions | Drought - water use restrictions | Customer Options | Company Wide | Preferred | N | N/A | N/A | Y | Y | Y | Y | Y | Y | Y | N/A | N/A | N/A | 26.23 | 0 | 2021 | 0 | 0 | 0 | 26.23 | 26.23 | N/A | N/A | N/A | 0 | 0 | 0 | N/A | N/A | N/A | N/A | N/A | N/A | N/A | N/A | N/A | N/A | N/A | N/A | N/A
51dP | CP Droughtmeas1 | Critical Period Drought - water reuse restrictions | Drought - water use restrictions | Customer Options | Company Wide | Preferred | N | N/A | N/A | Y | Y | Y | Y | Y | Y | Y | N/A | N/A | N/A | 26.23 | 0 | 2021 | 0 | 0 | 0 | 26.23 | 26.23 | N/A | N/A | N/A | 0 | 0 | 0 | N/A | N/A | N/A | N/A | N/A | N/A | N/A | N/A | N/A | N/A | N/A | N/A | N/A
51dF | DMO 1 | Metering Option 1 | Metering optants | Customer Options | Company Wide | Feasible | N | N/A | N/A | N | N | N | N | N | N | N | Due to ESW being in a region with water scarcity status, it was not felt that this option delivered the demand savings timely enough to ensure a supply surplus. | N/A | N/A | 10.3504 | 0 | 2025 | 0 | 4.55 | 4.55 | 10.3504 | 10.3504 | N/A | N/A | N/A | 0 | 3.7486 | 38.8 | N/A | N/A | N/A | N/A | N/A | N/A | N/A | N/A | N/A | N/A | N/A | N/A | N/A
51dF | DMO 2 | Metering Option 2 | Metering optants | Customer Options | Company Wide | Feasible | N | N/A | N/A | N | N | N | N | N | N | N | Due to ESW being in a region with water scarcity status, it was not felt that this option delivered the demand savings timely enough to ensure a supply surplus. | N/A | N/A | 35.0456 | 1 | 2025 | 0 | 14.72 | 14.72 | 35.0456 | 35.0456 | N/A | N/A | N/A | 0 | 4.2556 | 149.14 | N/A | N/A | N/A | N/A | N/A | N/A | N/A | N/A | N/A | N/A | N/A | N/A | N/A
51dF | DMO 3 | Metering Option 3 | Metering optants | Customer Options | Company Wide | Feasible | N | N/A | N/A | N | N | N | N | N | N | N | Due to ESW being in a region with water scarcity status, it was not felt that this option delivered the demand savings timely enough to ensure a supply surplus. | N/A | N/A | 46.4158 | 1 | 2025 | 0 | 25.05 | 25.05 | 46.4158 | 46.4158 | N/A | N/A | N/A | 0 | 3.2793 | 152.21 | N/A | N/A | N/A | N/A | N/A | N/A | N/A | N/A | N/A | N/A | N/A | N/A | N/A
51dF | DMO 4 | Metering Option 4 | Metering optants | Customer Options | Company Wide | Feasible | N | N/A | N/A | N | N | N | N | N | N | N | Due to ESW being in a region with water scarcity status, it was not felt that this option delivered the demand savings timely enough to ensure a supply surplus. | N/A | N/A | 46.4158 | 1 | 2025 | 0 | 25.16 | 25.16 | 46.4158 | 46.4158 | N/A | N/A | N/A | 0 | 3.2804 | 152.26 | N/A | N/A | N/A | N/A | N/A | N/A | N/A | N/A | N/A | N/A | N/A | N/A | N/A
51dP | DMO 5 | Metering Option 5 | Metering compulsory | Customer Options | Company Wide | Preferred | N | N/A | N/A | Y | Y | Y | Y | Y | Y | Y | N/A | N/A | N/A | 55.6097 | 0 | 2025 | 0 | 26.72 | 26.72 | 55.6097 | 55.6097 | 42467.9155 | 4246.7916 | 4246.7916 | 0 | 3.1829 | 177 | N/A | N/A | N/A | N/A | N/A | N/A | N/A | N/A | N/A | N/A | N/A | N/A | N/A
51dF | DMO 6 | Metering Option 6 | Metering compulsory | Customer Options | Company Wide | Feasible | N | N/A | N/A | N | N | N | N | N | N | N | This option was to deliver all compulsory meter installations and proactive replacements in AMP 8, however, due to the large volumes, it was felt that this was undeliverable from a supply and resource position and would also involve a higher proportion of funding that that would unnecessararily increase customers bills. We have prioritised our preferred option plan to prioritise the WRZ's that are showing a deficit. | N/A | N/A | 62.0478 | 0 | 2025 | 0 | 52.21 | 52.21 | 62.0478 | 62.0478 | N/A | N/A | N/A | 0 | 5.7185 | 354.82 | N/A | N/A | N/A | N/A | N/A | N/A | N/A | N/A | N/A | N/A | N/A | N/A | N/A
51dF | WEF High 10 | National Campaign | Water efficiency customer education / awareness | Customer Options | Company Wide | Feasible | N | N/A | N/A | N | N | N | N | N | N | N | Higher risk for limited additional savings | N/A | N/A | 2.5851 | 0 | N/A | 0 | 0.0090089 | 0.0090089 | 2.5851 | 2.5851 | N/A | N/A | N/A | 0 | 0.074167 | 0.19173 | N/A | N/A | N/A | N/A | N/A | N/A | N/A | N/A | N/A | N/A | N/A | N/A | N/A
51dP | WEF Medium | Medium scenario | Other water efficiency | Customer Options | Company Wide | Preferred | N | N/A | N/A | Y | Y | Y | Y | N | Y | Y | N/A | N/A | N/A | 34.9201 | 0 | 2025 | 0 | 0.9129 | 0.9129 | 34.9201 | 34.9201 | 928.3706 | 37.1348 | 37.1348 | 0 | 0.55636 | 19.4282 | N/A | N/A | N/A | N/A | N/A | N/A | N/A | N/A | N/A | N/A | N/A | N/A | N/A
51dF | WEF Low 4 | New Homes - Flow restrictions | Other water efficiency | Customer Options | Company Wide | Feasible | N | N/A | N/A | N | N | N | N | Y | N | N | Impact not great enough to reach long term targets | N/A | N/A | 0.30994 | 0 | N/A | 0 | 0.0091891 | 0.0091891 | 0.30994 | 0.30994 | N/A | N/A | N/A | 0 | 0.61695 | 0.19122 | N/A | N/A | N/A | N/A | N/A | N/A | N/A | N/A | N/A | N/A | N/A | N/A | N/A
51dP | Gov Led | Government Led Interventions | Other water efficiency | Customer Options | Company Wide | Preferred | N | N/A | N/A | Y | Y | Y | Y | Y | Y | Y | N/A | N/A | N/A | 20.7289 | 6 | 2026 | 0 | 0 | 0 | 20.7289 | 20.7289 | N/A | N/A | N/A | 0 | 0 | 0 | N/A | N/A | N/A | N/A | N/A | N/A | N/A | N/A | N/A | N/A | N/A | N/A | N/A
51dF | WEF High 8 | New Homes - Flow restrictions | Other water efficiency | Customer Options | Company Wide | Feasible | N | N/A | N/A | N | N | N | N | N | N | N | Higher risk for limited additional savings | N/A | N/A | 0.62918 | 0 | N/A | 0 | 0.022973 | 0.022973 | 0.62918 | 0.62918 | N/A | N/A | N/A | 0 | 0.77705 | 0.4889 | N/A | N/A | N/A | N/A | N/A | N/A | N/A | N/A | N/A | N/A | N/A | N/A | N/A
51cP | LEAK 2 | 40% reduction by 2050 - DL | Other leakage control | Distribution Options | Company Wide | Preferred | N | N/A | N/A | Y | Y | Y | Y | Y | Y | Y | N/A | N/A | N/A | 8.9275 | 0 | 2025 | 0 | 8.55 | 8.55 | 8.9275 | 8.9275 | 228557.2989 | 9160.0386 | 9160.0386 | 0 | 51.4198 | 459.05 | N/A | N/A | N/A | N/A | N/A | N/A | N/A | N/A | N/A | N/A | N/A | N/A | N/A
51dF | NHH Low | NHH scenario 2% | Other water efficiency | Customer Options | Company Wide | Feasible | N | N/A | N/A | N | N | N | N | Y | N | N | Impact not great enough to reach long term targets | N/A | N/A | 1.3817 | 0 | 2025 | 0 | 0.069457 | 0.069457 | 1.3817 | 1.3817 | N/A | N/A | N/A | 0 | 1.0769 | 1.488 | N/A | N/A | N/A | N/A | N/A | N/A | N/A | N/A | N/A | N/A | N/A | N/A | N/A
51aF | ESW-RES-002A | North Suffolk Winter Storage Reservoir 3500 | New Reservoir | Resource Options | ESWNCT | Feasible | N | N/A | ESW-TRA-001A15, ESW-TRA-019 | N | N | N | Y | N | N | N | Replaced by ESW-RES-002C - North Suffolk Winter Storage Reservoir 7500 | N/A | N/A | 16.2 | 5 | 2045 | 191.07 | 0.9 | N/A | N/A | 16.2 | 30258.64 | N/A | N/A | 7.3712 | 3.8778 | 62.82
51dP | NHH delay 2032 HRT | Delay to new large NHH users to 2032. | Change in levels of service | Customer Options | ESWHRT | Preferred | N | N/A | N/A | Y | Y | Y | Y | Y | Y | Y | N/A | N/A | N/A | 39.6812 | 0 | 2021 | 0 | 0 | 0 | 39.6812 | 39.6812 | N/A | N/A | N/A | 0 | 0 | 0 | N/A | N/A | N/A | N/A | N/A | N/A | N/A | N/A | N/A | N/A | N/A | N/A | N/A
51aF | ESW-RES-002B | North Suffolk Winter Storage Reservoir 5000 | New Reservoir | Resource Options | ESWNCT | Feasible | N | N/A | ESW-TRA-001A15, ESW-TRA-019 | N | N | N | N | N | N | N |  | N/A | N/A | 18.5 | 5 | 2035 | 199.51 | 0.89 | N/A | N/A | 18.5 | 31600.0762 | N/A | N/A | 7.7076 | 7.0321 | 130.0934
51dP | CP DMO 5 | Critical Period Metering Option 5 | Metering optants | Customer Options | Company Wide | Preferred | N | N/A | N/A | Y | Y | Y | Y | Y | Y | Y | N/A | N/A | N/A | 90.2558 | 0 | 2025 | 0 | 26.72 | 26.72 | 90.2558 | 90.2558 | 42467.9155 | 4246.7916 | 4246.7916 | 0 | 1.9611 | 177 | N/A | N/A | N/A | N/A | N/A | N/A | N/A | N/A | N/A | N/A | N/A | N/A | N/A
51dP | CP Gov Led | Critical Period Government Led Interventions | Other water efficiency | Customer Options | Company Wide | Preferred | N | N/A | N/A | Y | Y | Y | Y | Y | Y | Y | N/A | N/A | N/A | 26.5451 | 6 | 2026 | 0 | 0 | 0 | 26.5451 | 26.5451 | N/A | N/A | N/A | 0 | 0 | 0 | N/A | N/A | N/A | N/A | N/A | N/A | N/A | N/A | N/A | N/A | N/A | N/A | N/A
51cP | CP LEAK 2 | Critical Period 40% reduction by 2050 | Other leakage control | Distribution Options | Company Wide | Preferred | N | N/A | N/A | Y | Y | Y | Y | Y | Y | Y | N/A | N/A | N/A | 8.9275 | 0 | 2025 | 0 | 8.55 | 8.55 | 8.9275 | 8.9275 | 228557.2989 | 9160.0386 | 9160.0386 | 0 | 51.4198 | 459.05 | N/A | N/A | N/A | N/A | N/A | N/A | N/A | N/A | N/A | N/A | N/A | N/A | N/A
51dP | CP LEAK 4 | Critical Period 40% reduction by 2050 - SPL | Supply pipe repairs / replacement | Customer Options | Company Wide | Preferred | N | N/A | DMO 5 | Y | Y | Y | Y | Y | Y | Y | N/A | N/A | N/A | 4.7225 | 0 | 2025 | 0 | 2.13 | 2.13 | 4.7225 | 4.7225 | N/A | N/A | N/A | 0 | 24.3007 | 114.76 | N/A | N/A | N/A | N/A | N/A | N/A | N/A | N/A | N/A | N/A | N/A | N/A | N/A
51dP | CP WEF Medium | Critical Period Medium scenario | Other water efficiency | Customer Options | Company Wide | Preferred | N | N/A | N/A | Y | Y | Y | Y | N | Y | Y | N/A | N/A | N/A | 45.112 | 0 | 2025 | 0 | 0.9129 | 0.9129 | 45.112 | 45.112 | 928.3706 | 37.1348 | 37.1348 | 0 | 0.43067 | 19.4282 | N/A | N/A | N/A | N/A | N/A | N/A | N/A | N/A | N/A | N/A | N/A | N/A | N/A
51dP | CP HH Smart | Critical Period Smart scenario | Other water efficiency | Customer Options | Company Wide | Preferred | N | N/A | DMO 5 | Y | Y | Y | Y | N | Y | Y | N/A | N/A | N/A | 9.2222 | 0 | 2025 | 0 | 0.81215 | 0.71019 | 9.2222 | 9.2222 | N/A | N/A | N/A | 0 | 0.71295 | 6.575 | N/A | N/A | N/A | N/A | N/A | N/A | N/A | N/A | N/A | N/A | N/A | N/A | N/A
51dP | CP NHH | Critical Period NHH scenario 9% | Other water efficiency | Customer Options | Company Wide | Preferred | N | N/A | N/A | Y | Y | Y | Y | Y | Y | Y | N/A | N/A | N/A | 6.7567 | 0 | 2025 | 0 | 0.31571 | 0.31571 | 6.7567 | 6.7567 | N/A | N/A | N/A | 0 | 1.001 | 6.7637 | N/A | N/A | N/A | N/A | N/A | N/A | N/A | N/A | N/A | N/A | N/A | N/A | N/A
51dP | CP NHH delay 2032 HRT | Critical Period Delay to new large NHH users to 2032. | Change in levels of service | Customer Options | ESWHRT | Preferred | N | N/A | N/A | Y | Y | Y | Y | Y | Y | Y | N/A | N/A | N/A | 39.6812 | 0 | 2021 | 0 | 0 | 0 | 39.6812 | 39.6812 | N/A | N/A | N/A | 0 | 0 | 0 | N/A | N/A | N/A | N/A | N/A | N/A | N/A | N/A | N/A | N/A | N/A | N/A | N/A
51cU | LEAK 5 | 30% reduction by 2030 | Other leakage control | Distribution Options | Company Wide | Unconstrained | N | N/A | N/A | N | N | N | N | N | N | N | More expensive and difficult to deliver in timescales | N/A | N/A | N/A | 0 | 2025 | 0 | 6.66 | 6.66 | N/A | N/A | N/A | N/A | N/A | 0 | N/A | N/A | N/A | N/A | N/A | N/A | N/A | N/A | N/A | N/A | N/A | N/A | N/A | N/A | N/A
51cU | LEAK 6 | 40% reduction by 2030 | Other leakage control | Distribution Options | Company Wide | Unconstrained | N | N/A | N/A | N | N | N | N | N | N | N | More expensive and difficult to deliver in timescales | N/A | N/A | N/A | 0 | 2025 | 0 | 12.56 | 12.56 | N/A | N/A | N/A | N/A | N/A | 0 | N/A | N/A | N/A | N/A | N/A | N/A | N/A | N/A | N/A | N/A | N/A | N/A | N/A | N/A | N/A
51cU | LEAK 7 | 50% reduction by 2030 | Other leakage control | Distribution Options | Company Wide | Unconstrained | N | N/A | N/A | N | N | N | N | N | N | N | Unachievable level of leakage, below UARL and very expensive | N/A | N/A | N/A | 0 | 2025 | 0 | 19.05 | 19.05 | N/A | N/A | N/A | N/A | N/A | 0 | N/A | N/A | N/A | N/A | N/A | N/A | N/A | N/A | N/A | N/A | N/A | N/A | N/A | N/A | N/A
51cU | LEAK 8 | 75% reduction by 2050 | Other leakage control | Distribution Options | Company Wide | Unconstrained | N | N/A | N/A | N | N | N | N | N | N | N | Unachievable level of leakage, below UARL and very expensive | N/A | N/A | N/A | 0 | 2025 | 0 | 0.13891 | 0.13891 | N/A | N/A | N/A | N/A | N/A | 0 | N/A | N/A | N/A | N/A | N/A | N/A | N/A | N/A | N/A | N/A | N/A | N/A | N/A | N/A | N/A
51dP | LEAK 4 | 40% reduction by 2050 - SPL | Supply pipe repairs / replacement | Customer Options | Company Wide | Preferred | N | N/A | DMO 5 | Y | Y | Y | Y | Y | Y | Y | N/A | N/A | N/A | 4.7225 | 0 | 2025 | 0 | 2.13 | 2.13 | 4.7225 | 4.7225 | N/A | N/A | N/A | 0 | 24.3007 | 114.76 | N/A | N/A | N/A | N/A | N/A | N/A | N/A | N/A | N/A | N/A | N/A | N/A | N/A
51dP | HH Smart | Smart scenario | Other water efficiency | Customer Options | Company Wide | Preferred | N | N/A | DMO 5 | Y | Y | Y | Y | N | Y | Y | N/A | N/A | N/A | 7.2293 | 0 | 2025 | 0 | 0.81215 | 0.71019 | 7.2293 | 7.2293 | N/A | N/A | N/A | 0 | 0.90949 | 6.575 | N/A | N/A | N/A | N/A | N/A | N/A | N/A | N/A | N/A | N/A | N/A | N/A | N/A
51dP | NHH | NHH scenario 9% | Other water efficiency | Customer Options | Company Wide | Preferred | N | N/A | N/A | Y | Y | Y | Y | N | Y | Y | N/A | N/A | N/A | 6.7567 | 0 | 2025 | 0 | 0.31571 | 0.31571 | 6.7567 | 6.7567 | N/A | N/A | N/A | 0 | 1.001 | 6.7637 | N/A | N/A | N/A | N/A | N/A | N/A | N/A | N/A | N/A | N/A | N/A | N/A | N/A
51cF | ESW-TRA-016 | Norwich to Eye | External Potable bulk supply/Transfer | Distribution Options | ESWHRT | Feasible | Y | N/A | ESW-TRA-012, ESW-TRA-014 | N | N | N | N | N | N | N |  | AWSNTB | ESWHRT | 10 | 3 | 2030 | 20 | 0.1 | N/A | N/A | 10 | N/A | N/A | N/A | 22.1144 | 1.7377 | 17.3766
51dF | WEF Low 5 | Older Homes - Flow restrictions | Other water efficiency | Customer Options | Company Wide | Feasible | N | N/A | N/A | N | N | N | N | Y | N | N | Impact not great enough to reach long term targets | N/A | N/A | 0.30994 | 0 | N/A | 0 | 0.0091891 | 0.0091891 | 0.30994 | 0.30994 | N/A | N/A | N/A | 0 | 0.61695 | 0.19122 | N/A | N/A | N/A | N/A | N/A | N/A | N/A | N/A | N/A | N/A | N/A | N/A | N/A
51dF | WEF High 9 | Older Homes - Flow restrictions | Other water efficiency | Customer Options | Company Wide | Feasible | N | N/A | N/A | N | N | N | N | N | N | N | Higher risk for limited additional savings | N/A | N/A | 1.51 | 0 | N/A | 0 | 0.055135 | 0.055135 | 1.51 | 1.51 | N/A | N/A | N/A | 0 | 0.77705 | 1.1734 | N/A | N/A | N/A | N/A | N/A | N/A | N/A | N/A | N/A | N/A | N/A | N/A | N/A
51aF | REG19/REG64 Derogation | REG19/REG64 Derogation | Groundwater enhancement | Resource Options | ESWNCT | Feasible | N | N/A | N/A | N | N | N | N | N | N | Y | N/A | N/A | N/A | 21.9233 | 0 | 2026 | N/A | N/A | N/A | 15.65 | 21.9233 | N/A | N/A | N/A | 0 | N/A | N/A | N/A | N/A | N/A | N/A | N/A | N/A | N/A | N/A | N/A | N/A | N/A | N/A | N/A
51cF | ESW-TRA-013 | Saxmundham to Barsham (Blyth to Northern Central) | Internal Potable Transfer | Distribution Options | ESWNCT | Feasible | N | N/A | N/A | N | N | N | N | N | N | N |  | ESWBLY | ESWNCT | 26.5 | 3 | 2030 | 36.56 | 1.02 | N/A | N/A | 26.5 | 51795.88 | 1001.756 | N/A | 14.659 | 1.5432 | 40.8936
51cF | ESW-TRA-011 | Saxmundham to Eye Airfield (Blyth to Hartismere) | Internal Potable Transfer | Distribution Options | ESWHRT | Feasible | N | N/A | N/A | N | N | N | N | N | N | N |  | ESWBLY | ESWHRT | 9.5 | 3 | 2030 | 31.87 | 0.36 | N/A | N/A | 9.5 | 46717.049 | 324.502 | N/A | 12.8918 | 3.1018 | 29.4666
51aF | ESW-DES-003-BW | Sizewell Desalination using Beach Well | Desalination | Resource Options | ESWBLY | Feasible | N | N/A | ESW-TRA-011, ESW-TRA-013 | N | N | N | N | N | N | N |  | N/A | N/A | 20.1 | 5 | 2032 | 153.55 | 9.74 | N/A | N/A | 20.1 | 27615.25 | 7972.043 | 0 | TBC | 10.1502 | 204.02
51dP | WEF Med 1 | Top 5% Highest Users Visits | Household water audit | Customer Options | Company Wide | Preferred | N | N/A | N/A | Y | Y | Y | Y | N | Y | Y | N/A | N/A | N/A | 4.478 | 0 | 2025 | 0 | 0.34767 | 0.34767 | 4.478 | 4.478 | N/A | N/A | N/A | 0 | 1.6523 | 7.3991 | N/A | N/A | N/A | N/A | N/A | N/A | N/A | N/A | N/A | N/A | N/A | N/A | N/A
51dP | WEF Med 2 | Internal leakage repair - education | Other water efficiency | Customer Options | Company Wide | Preferred | N | N/A | N/A | Y | Y | Y | Y | N | Y | Y | N/A | N/A | N/A | 4.9894 | 0 | 2025 | 0 | 0.0054053 | 0.0054053 | 4.9894 | 4.9894 | N/A | N/A | N/A | 0 | 0.023056 | 0.11504 | N/A | N/A | N/A | N/A | N/A | N/A | N/A | N/A | N/A | N/A | N/A | N/A | N/A
51dP | WEF Med 3 | Internal leakage repair - visits (only for those on affordability tariff) | Other water efficiency | Customer Options | Company Wide | Preferred | N | N/A | N/A | Y | Y | Y | Y | N | Y | Y | N/A | N/A | N/A | 1.1642 | 0 | 2025 | 0 | 0.022702 | 0.022702 | 1.1642 | 1.1642 | N/A | N/A | N/A | 0 | 0.415 | 0.48315 | N/A | N/A | N/A | N/A | N/A | N/A | N/A | N/A | N/A | N/A | N/A | N/A | N/A
51dP | WEF Med 4 | Internal leakage repair - visits (chargeable) | Other water efficiency | Customer Options | Company Wide | Preferred | N | N/A | N/A | Y | Y | Y | Y | N | Y | Y | N/A | N/A | N/A | 6.32 | 0 | 2025 | 0 | 0 | 0 | 6.32 | 6.32 | 0 | 0 | 0 | 0 | 0 | 0 | N/A | N/A | N/A | N/A | N/A | N/A | N/A | N/A | N/A | N/A | N/A | N/A | N/A
51dP | WEF Med 5 | Find and Fix Teams - bulk supply | Other water efficiency | Customer Options | Company Wide | Preferred | N | N/A | N/A | Y | Y | Y | Y | N | Y | Y | N/A | N/A | N/A | 4.1579 | 0 | 2025 | 0 | 0.13513 | 0.13513 | 4.1579 | 4.1579 | N/A | N/A | N/A | 0 | 0.69167 | 2.8759 | N/A | N/A | N/A | N/A | N/A | N/A | N/A | N/A | N/A | N/A | N/A | N/A | N/A
51dP | WEF Med 6 | Educational interactions | Water efficiency customer education / awareness | Customer Options | Company Wide | Preferred | N | N/A | N/A | Y | Y | Y | Y | N | Y | Y | N/A | N/A | N/A | 2.9008 | 0 | 2025 | 0 | 0.022522 | 0.022522 | 2.9008 | 2.9008 | N/A | N/A | N/A | 0 | 0.16523 | 0.47932 | N/A | N/A | N/A | N/A | N/A | N/A | N/A | N/A | N/A | N/A | N/A | N/A | N/A
51dP | WEF Med 7 | Toilet Rebates | Other water efficiency | Customer Options | Company Wide | Preferred | N | N/A | N/A | Y | Y | Y | Y | N | Y | Y | N/A | N/A | N/A | 0.99789 | 0 | 2025 | 0 | 0.049549 | 0.049549 | 0.99789 | 0.99789 | N/A | N/A | N/A | 0 | 1.0567 | 1.0545 | N/A | N/A | N/A | N/A | N/A | N/A | N/A | N/A | N/A | N/A | N/A | N/A | N/A
51dP | WEF Med 8 | New Homes - Flow restrictions | Other water efficiency | Customer Options | Company Wide | Preferred | N | N/A | N/A | Y | Y | Y | Y | N | Y | Y | N/A | N/A | N/A | 0.85478 | 0 | 2025 | 0 | 0.029865 | 0.029865 | 0.85478 | 0.85478 | N/A | N/A | N/A | 0 | 0.74355 | 0.63557 | N/A | N/A | N/A | N/A | N/A | N/A | N/A | N/A | N/A | N/A | N/A | N/A | N/A
51dP | WEF Med 9 | Older Homes - Flow restrictions | Other water efficiency | Customer Options | Company Wide | Preferred | N | N/A | N/A | Y | Y | Y | Y | N | Y | Y | N/A | N/A | N/A | 0.85478 | 0 | 2025 | 0 | 0.029865 | 0.029865 | 0.85478 | 0.85478 | N/A | N/A | N/A | 0 | 0.74355 | 0.63557 | N/A | N/A | N/A | N/A | N/A | N/A | N/A | N/A | N/A | N/A | N/A | N/A | N/A
51dP | WEF Med 10 | National Campaign | Water efficiency customer education / awareness | Customer Options | Company Wide | Preferred | N | N/A | N/A | Y | Y | Y | Y | N | Y | Y | N/A | N/A | N/A | 2.7015 | 0 | 2025 | 0 | 0.0090089 | 0.0090089 | 2.7015 | 2.7015 | N/A | N/A | N/A | 0 | 0.07097 | 0.19173 | N/A | N/A | N/A | N/A | N/A | N/A | N/A | N/A | N/A | N/A | N/A | N/A | N/A
51dP | WEF Med 11 | Unmeasured Property Engagement | Household water audit | Customer Options | Company Wide | Preferred | N | N/A | N/A | Y | Y | Y | Y | N | Y | Y | N/A | N/A | N/A | 3.1801 | 0 | 2025 | 0 | 0.24691 | 0.24691 | 3.1801 | 3.1801 | N/A | N/A | N/A | 0 | 1.6523 | 5.2546 | N/A | N/A | N/A | N/A | N/A | N/A | N/A | N/A | N/A | N/A | N/A | N/A | N/A
51dP | WEF Med 12 | Digital Engagement | Other water efficiency | Customer Options | Company Wide | Preferred | N | N/A | N/A | Y | Y | Y | Y | N | Y | Y | N/A | N/A | N/A | 2.3207 | 0 | 2025 | 0 | 0.021621 | 0.021621 | 2.3207 | 2.3207 | N/A | N/A | N/A | 0 | 0.19828 | 0.46014 | N/A | N/A | N/A | N/A | N/A | N/A | N/A | N/A | N/A | N/A | N/A | N/A | N/A
51aF | ESW-DES-003-IG | Sizewell Desalination using Infiltration Gallery | Desalination | Resource Options | ESWBLY | Feasible | N | N/A | ESW-TRA-011, ESW-TRA-013 | N | N | N | N | N | N | N |  | N/A | N/A | 11.2 | 5 | 2032 | 121.36 | 5.54 | N/A | N/A | 11.2 | 25297.063 | 4445.95 | 0 | 2.853 | 12.2446 | 137.14 | -1551.5 | 55.72
51aF | ESW-EFR-001 | Southend-on-Sea Water Reuse | Water reuse | Resource Options | ESWESX | Feasible | N | N/A | N/A | N | N | N | N | N | N | N |  | N/A | N/A | 40.5 | 5 | 2032 | 152.87 | 12.06 | N/A | N/A | 40.5 | 52346.311 | 6528.016 | 0 | 4.9297 | 5.8595 | 237.31
51aF | ESW-EFR-001A | Southend-on-Sea Water Reuse Phase A | Water reuse | Resource Options | ESWESX | Feasible | N | N/A | N/A | N | N | N | N | Y | N | N |  | N/A | N/A | 20.5 | 5 | 2032 | 107.48 | 7.11 | N/A | N/A | 20.5 | 49442.6265 | 3307.214 | 0 | 1.6769 | 7.4488 | 152.7
51dF | WEF High 7 | Toilet Rebates | Other water efficiency | Customer Options | Company Wide | Feasible | N | N/A | N/A | N | N | N | N | N | N | N | Higher risk for limited additional savings | N/A | N/A | 1.9097 | 0 | N/A | 0 | 0.099098 | 0.099098 | 1.9097 | 1.9097 | N/A | N/A | N/A | 0 | 1.1043 | 2.109 | N/A | N/A | N/A | N/A | N/A | N/A | N/A | N/A | N/A | N/A | N/A | N/A | N/A
51dF | WEF Low 1 | Top 5% Highest Users Visits | Household water audit | Customer Options | Company Wide | Feasible | N | N/A | N/A | N | N | N | N | Y | N | N | Impact not great enough to reach long term targets | N/A | N/A | 3.2544 | 0 | N/A | 0 | 0.21441 | 0.21441 | 3.2544 | 3.2544 | N/A | N/A | N/A | 0 | 1.371 | 4.4618 | N/A | N/A | N/A | N/A | N/A | N/A | N/A | N/A | N/A | N/A | N/A | N/A | N/A
51dF | WEF High 1 | Top 5% Highest Users Visits | Household water audit | Customer Options | Company Wide | Feasible | N | N/A | N/A | N | N | N | N | N | N | N | Higher risk for limited additional savings | N/A | N/A | 4.2849 | 0 | N/A | 0 | 0.34767 | 0.34767 | 4.2849 | 4.2849 | N/A | N/A | N/A | 0 | 1.7268 | 7.3991 | N/A | N/A | N/A | N/A | N/A | N/A | N/A | N/A | N/A | N/A | N/A | N/A | N/A
51cF | ESW-TRA-018 | Transfer from Bungay Well to Broome WTW | Internal Potable Transfer | Distribution Options | ESWNCT | Feasible | N | N/A | N/A | N | N | N | N | N | N | N | Replaced by ESW-TRA-023 - Bungay to Barsham | ESWNCT | ESWNCT | 1 | 3 | 2030 | 4.5 | 0.01 | N/A | N/A | 1 | 3952.64 | 10.898 | N/A | 0.82731 | 3.8 | 3.8 | -95.32 | 22.39 |  |  |  |  | -£4.35/yr | Provision likely reduced |  | 0
51dF | WEF Low 6 | Unmeasured Property Engagement | Household water audit | Customer Options | Company Wide | Feasible | N | N/A | N/A | N | N | N | N | Y | N | N | Impact not great enough to reach long term targets | N/A | N/A | 0.27348 | 0 | N/A | 0 | 0.018018 | 0.018018 | 0.27348 | 0.27348 | N/A | N/A | N/A | 0 | 1.371 | 0.37494 | N/A | N/A | N/A | N/A | N/A | N/A | N/A | N/A | N/A | N/A | N/A | N/A | N/A
51dF | WEF High 11 | Unmeasured Property Engagement | Household water audit | Customer Options | Company Wide | Feasible | N | N/A | N/A | N | N | N | N | N | N | N | Higher risk for limited additional savings | N/A | N/A | 4.3302 | 0 | N/A | 0 | 0.35135 | 0.35135 | 4.3302 | 4.3302 | N/A | N/A | N/A | 0 | 1.7268 | 7.4773 | N/A | N/A | N/A | N/A | N/A | N/A | N/A | N/A | N/A | N/A | N/A | N/A | N/A
51cF | ESW-TRA-010A | Wherstead to Saxmundham on the basis of future AW supply options reaching Wherstead - assumes that ESW-TRA-010 is not constructed | External Potable bulk supply/Transfer | Distribution Options | ESWBLY | Feasible | Y | N/A | ESW-TRA-011, ESW-TRA-013 | N | N | N | N | N | N | N |  | AWSSUE | ESWBLY | 44 | 3 | 2030 | 73.04 | 2.13 | N/A | N/A | 44 | 96703.648 | 2801.364 | N/A | 27.4887 | 1.9047 | 83.8048
51cF | ESW-TRA-010B | Wherstead to Saxmundham on the basis of future AW supply options reaching Wherstead - to supplement ESW-TRA-010 | External Potable bulk supply/Transfer | Distribution Options | ESWBLY | Feasible | Y | N/A | ESW-TRA-011, ESW-TRA-013 | N | N | N | N | N | N | N |  | AWSSUE | ESWBLY | 40.5 | 3 | 2030 | 73.03 | 1.69 | N/A | N/A | 40.5 | 95829.034 | 1628.914 | N/A | 26.9932 | 1.9461 | 78.8152
51cF | ESW-TRA-010 | Wherstead to Saxmundham using AW SPA transfer as water source | External Potable bulk supply/Transfer | Distribution Options | ESWBLY | Feasible | Y | N/A | ESW-TRA-011, ESW-TRA-013 | N | N | N | N | N | N | N |  | AWSSUE | AWSSUI | 10 | 3 | 2030 | 49.23 | 0.53 | N/A | N/A | 10 | 70685.431 | 479.848 | N/A | 19.4997 | 4.609 | 46.0897
51dU | WEF Const 1 | Smart Metering Engagement | Other water efficiency | Customer Options | Company Wide | Unconstrained | N | N/A | N/A | N | N | N | N | N | N | N | Each option was taken through a second scoping process to ensure it is suitable to be used in the preferred scenarios. The process was designed to assess whether it was appropriate to take each option forward. Each option was rated 1-5 depending on their impact/value for several different categories and looking at the water savings of >30 litres based on current knowledge and evidence. This option scored an 8 and or is an enabler for further water efficiency activity. Please refer to the Methodology document provided for definitions and scoring information. | N/A | N/A | N/A | 0 | N/A | 0 | N/A | N/A | N/A | N/A | N/A | N/A | N/A | 0 | N/A | N/A | N/A | N/A | N/A | N/A | N/A | N/A | N/A | N/A | N/A | N/A | N/A | N/A | N/A
51dU | WEF Const 2 | Home away from home support (Air BnB) | Other water efficiency | Customer Options | Company Wide | Unconstrained | N | N/A | N/A | N | N | N | N | N | N | N | Each option was taken through a second scoping process to ensure it is suitable to be used in the preferred scenarios. The process was designed to assess whether it was appropriate to take each option forward. Each option was rated 1-5 depending on their impact/value for several different categories and looking at the water savings of >30 litres based on current knowledge and evidence. This option scored an 8 and or is an enabler for further water efficiency activity. Please refer to the Methodology document provided for definitions and scoring information. | N/A | N/A | N/A | 0 | N/A | 0 | N/A | N/A | N/A | N/A | N/A | N/A | N/A | 0 | N/A | N/A | N/A | N/A | N/A | N/A | N/A | N/A | N/A | N/A | N/A | N/A | N/A | N/A | N/A
51dU | WEF Const 3 | Local authority and town planner engagement | Other water efficiency | Customer Options | Company Wide | Unconstrained | N | N/A | N/A | N | N | N | N | N | N | N | Each option was taken through a second scoping process to ensure it is suitable to be used in the preferred scenarios. The process was designed to assess whether it was appropriate to take each option forward. Each option was rated 1-5 depending on their impact/value for several different categories and looking at the water savings of >30 litres based on current knowledge and evidence. This option scored an 8 and or is an enabler for further water efficiency activity. Please refer to the Methodology document provided for definitions and scoring information. | N/A | N/A | N/A | 0 | N/A | 0 | N/A | N/A | N/A | N/A | N/A | N/A | N/A | 0 | N/A | N/A | N/A | N/A | N/A | N/A | N/A | N/A | N/A | N/A | N/A | N/A | N/A | N/A | N/A
51dU | WEF Const 4 | Water Efficiency Tariffs | Tariff | Customer Options | Company Wide | Unconstrained | N | N/A | N/A | N | N | N | N | N | N | N | Each option was taken through a second scoping process to ensure it is suitable to be used in the preferred scenarios. The process was designed to assess whether it was appropriate to take each option forward. Each option was rated 1-5 depending on their impact/value for several different categories and looking at the water savings of >30 litres based on current knowledge and evidence. This option scored an 8 and or is an enabler for further water efficiency activity. Please refer to the Methodology document provided for definitions and scoring information. | N/A | N/A | N/A | 0 | N/A | 0 | N/A | N/A | N/A | N/A | N/A | N/A | N/A | 0 | N/A | N/A | N/A | N/A | N/A | N/A | N/A | N/A | N/A | N/A | N/A | N/A | N/A | N/A | N/A
51dU | WEF Const 5 | Internal leakage identification with technology | Other water efficiency | Customer Options | Company Wide | Unconstrained | N | N/A | N/A | N | N | N | N | N | N | N | Each option was taken through a second scoping process to ensure it is suitable to be used in the preferred scenarios. The process was designed to assess whether it was appropriate to take each option forward. Each option was rated 1-5 depending on their impact/value for several different categories and looking at the water savings of >30 litres based on current knowledge and evidence. This option scored an 8 and or is an enabler for further water efficiency activity. Please refer to the Methodology document provided for definitions and scoring information. | N/A | N/A | N/A | 0 | N/A | 0 | N/A | N/A | N/A | N/A | N/A | N/A | N/A | 0 | N/A | N/A | N/A | N/A | N/A | N/A | N/A | N/A | N/A | N/A | N/A | N/A | N/A | N/A | N/A
51dU | WEF Const 6 | Community Funding Scheme | Other water efficiency | Customer Options | Company Wide | Unconstrained | N | N/A | N/A | N | N | N | N | N | N | N | Each option was taken through a second scoping process to ensure it is suitable to be used in the preferred scenarios. The process was designed to assess whether it was appropriate to take each option forward. Each option was rated 1-5 depending on their impact/value for several different categories and looking at the water savings of >30 litres based on current knowledge and evidence. This option scored an 8 and or is an enabler for further water efficiency activity. Please refer to the Methodology document provided for definitions and scoring information. | N/A | N/A | N/A | 0 | N/A | 0 | N/A | N/A | N/A | N/A | N/A | N/A | N/A | 0 | N/A | N/A | N/A | N/A | N/A | N/A | N/A | N/A | N/A | N/A | N/A | N/A | N/A | N/A | N/A
51dU | WEF Const 7 | Plumber training and support | Other water efficiency | Customer Options | Company Wide | Unconstrained | N | N/A | N/A | N | N | N | N | N | N | N | Each option was taken through a second scoping process to ensure it is suitable to be used in the preferred scenarios. The process was designed to assess whether it was appropriate to take each option forward. Each option was rated 1-5 depending on their impact/value for several different categories and looking at the water savings of >30 litres based on current knowledge and evidence. This option scored an 8 and or is an enabler for further water efficiency activity. Please refer to the Methodology document provided for definitions and scoring information. | N/A | N/A | N/A | 0 | N/A | 0 | N/A | N/A | N/A | N/A | N/A | N/A | N/A | 0 | N/A | N/A | N/A | N/A | N/A | N/A | N/A | N/A | N/A | N/A | N/A | N/A | N/A | N/A | N/A
51dU | WEF Const 8 | High Consumption Visits | Household water audit | Customer Options | Company Wide | Unconstrained | N | N/A | N/A | N | N | N | N | N | N | N | Each option was taken through a second scoping process to ensure it is suitable to be used in the preferred scenarios. The process was designed to assess whether it was appropriate to take each option forward. Each option was rated 1-5 depending on their impact/value for several different categories and looking at the water savings of >30 litres based on current knowledge and evidence. This option scored an 8 and or is an enabler for further water efficiency activity. Please refer to the Methodology document provided for definitions and scoring information. | N/A | N/A | N/A | 0 | N/A | 0 | N/A | N/A | N/A | N/A | N/A | N/A | N/A | 0 | N/A | N/A | N/A | N/A | N/A | N/A | N/A | N/A | N/A | N/A | N/A | N/A | N/A | N/A | N/A
51dU | WEF Const 9 | Installation of Flow Regulators - Cradle | Other water efficiency | Customer Options | Company Wide | Unconstrained | N | N/A | N/A | N | N | N | N | N | N | N | Each option was taken through a second scoping process to ensure it is suitable to be used in the preferred scenarios. The process was designed to assess whether it was appropriate to take each option forward. Each option was rated 1-5 depending on their impact/value for several different categories and looking at the water savings of >30 litres based on current knowledge and evidence. This option scored an 8 and or is an enabler for further water efficiency activity. Please refer to the Methodology document provided for definitions and scoring information. | N/A | N/A | N/A | 0 | N/A | 0 | N/A | N/A | N/A | N/A | N/A | N/A | N/A | 0 | N/A | N/A | N/A | N/A | N/A | N/A | N/A | N/A | N/A | N/A | N/A | N/A | N/A | N/A | N/A
51dU | WEF Const 10 | Restricted Flow Tariff | Tariff | Customer Options | Company Wide | Unconstrained | N | N/A | N/A | N | N | N | N | N | N | N | Each option was taken through a second scoping process to ensure it is suitable to be used in the preferred scenarios. The process was designed to assess whether it was appropriate to take each option forward. Each option was rated 1-5 depending on their impact/value for several different categories and looking at the water savings of >30 litres based on current knowledge and evidence. This option scored an 8 and or is an enabler for further water efficiency activity. Please refer to the Methodology document provided for definitions and scoring information. | N/A | N/A | N/A | 0 | N/A | 0 | N/A | N/A | N/A | N/A | N/A | N/A | N/A | 0 | N/A | N/A | N/A | N/A | N/A | N/A | N/A | N/A | N/A | N/A | N/A | N/A | N/A | N/A | N/A
51dU | WEF Const 11 | Build relationships with water appliance manufacturers e.g. Mira etc | Other water efficiency | Customer Options | Company Wide | Unconstrained | N | N/A | N/A | N | N | N | N | N | N | N | Each option was taken through a second scoping process to ensure it is suitable to be used in the preferred scenarios. The process was designed to assess whether it was appropriate to take each option forward. Each option was rated 1-5 depending on their impact/value for several different categories and looking at the water savings of >30 litres based on current knowledge and evidence. This option scored an 8 and or is an enabler for further water efficiency activity. Please refer to the Methodology document provided for definitions and scoring information. | N/A | N/A | N/A | 0 | N/A | 0 | N/A | N/A | N/A | N/A | N/A | N/A | N/A | 0 | N/A | N/A | N/A | N/A | N/A | N/A | N/A | N/A | N/A | N/A | N/A | N/A | N/A | N/A | N/A
51dU | WEF Const 12 | Toilet amnesty | Other water efficiency | Customer Options | Company Wide | Unconstrained | N | N/A | N/A | N | N | N | N | N | N | N | Each option was taken through a second scoping process to ensure it is suitable to be used in the preferred scenarios. The process was designed to assess whether it was appropriate to take each option forward. Each option was rated 1-5 depending on their impact/value for several different categories and looking at the water savings of >30 litres based on current knowledge and evidence. This option scored an 8 and or is an enabler for further water efficiency activity. Please refer to the Methodology document provided for definitions and scoring information. | N/A | N/A | N/A | 0 | N/A | 0 | N/A | N/A | N/A | N/A | N/A | N/A | N/A | 0 | N/A | N/A | N/A | N/A | N/A | N/A | N/A | N/A | N/A | N/A | N/A | N/A | N/A | N/A | N/A
51dU | WEF Const 13 | Community Incentive Programme | Other water efficiency | Customer Options | Company Wide | Unconstrained | N | N/A | N/A | N | N | N | N | N | N | N | Each option was taken through a second scoping process to ensure it is suitable to be used in the preferred scenarios. The process was designed to assess whether it was appropriate to take each option forward. Each option was rated 1-5 depending on their impact/value for several different categories and looking at the water savings of >30 litres based on current knowledge and evidence. This option scored an 8 and or is an enabler for further water efficiency activity. Please refer to the Methodology document provided for definitions and scoring information. | N/A | N/A | N/A | 0 | N/A | 0 | N/A | N/A | N/A | N/A | N/A | N/A | N/A | 0 | N/A | N/A | N/A | N/A | N/A | N/A | N/A | N/A | N/A | N/A | N/A | N/A | N/A | N/A | N/A
51dU | WEF Const 14 | Every Drop Counts retrofit visits | Household water audit | Customer Options | Company Wide | Unconstrained | N | N/A | N/A | N | N | N | N | N | N | N | Each option was taken through a second scoping process to ensure it is suitable to be used in the preferred scenarios. The process was designed to assess whether it was appropriate to take each option forward. Each option was rated 1-5 depending on their impact/value for several different categories and looking at the water savings of >30 litres based on current knowledge and evidence. This option scored an 8 and or is an enabler for further water efficiency activity. Please refer to the Methodology document provided for definitions and scoring information. | N/A | N/A | N/A | 0 | N/A | 0 | N/A | N/A | N/A | N/A | N/A | N/A | N/A | 0 | N/A | N/A | N/A | N/A | N/A | N/A | N/A | N/A | N/A | N/A | N/A | N/A | N/A | N/A | N/A
51dU | WEF Const 15 | Affordability Visits | Household water audit | Customer Options | Company Wide | Unconstrained | N | N/A | N/A | N | N | N | N | N | N | N | Each option was taken through a second scoping process to ensure it is suitable to be used in the preferred scenarios. The process was designed to assess whether it was appropriate to take each option forward. Each option was rated 1-5 depending on their impact/value for several different categories and looking at the water savings of >30 litres based on current knowledge and evidence. This option scored an 8 and or is an enabler for further water efficiency activity. Please refer to the Methodology document provided for definitions and scoring information. | N/A | N/A | N/A | 0 | N/A | 0 | N/A | N/A | N/A | N/A | N/A | N/A | N/A | 0 | N/A | N/A | N/A | N/A | N/A | N/A | N/A | N/A | N/A | N/A | N/A | N/A | N/A | N/A | N/A
51dU | WEF Const 16 | MFS Visits | Household water audit | Customer Options | Company Wide | Unconstrained | N | N/A | N/A | N | N | N | N | N | N | N | Each option was taken through a second scoping process to ensure it is suitable to be used in the preferred scenarios. The process was designed to assess whether it was appropriate to take each option forward. Each option was rated 1-5 depending on their impact/value for several different categories and looking at the water savings of >30 litres based on current knowledge and evidence. This option scored an 8 and or is an enabler for further water efficiency activity. Please refer to the Methodology document provided for definitions and scoring information. | N/A | N/A | N/A | 0 | N/A | 0 | N/A | N/A | N/A | N/A | N/A | N/A | N/A | 0 | N/A | N/A | N/A | N/A | N/A | N/A | N/A | N/A | N/A | N/A | N/A | N/A | N/A | N/A | N/A
51dU | WEF Const 17 | Smart Metering Visits | Household water audit | Customer Options | Company Wide | Unconstrained | N | N/A | N/A | N | N | N | N | N | N | N | Each option was taken through a second scoping process to ensure it is suitable to be used in the preferred scenarios. The process was designed to assess whether it was appropriate to take each option forward. Each option was rated 1-5 depending on their impact/value for several different categories and looking at the water savings of >30 litres based on current knowledge and evidence. This option scored an 8 and or is an enabler for further water efficiency activity. Please refer to the Methodology document provided for definitions and scoring information. | N/A | N/A | N/A | 0 | N/A | 0 | N/A | N/A | N/A | N/A | N/A | N/A | N/A | 0 | N/A | N/A | N/A | N/A | N/A | N/A | N/A | N/A | N/A | N/A | N/A | N/A | N/A | N/A | N/A
51dU | WEF Const 18 | Water Quality Visits | Household water audit | Customer Options | Company Wide | Unconstrained | N | N/A | N/A | N | N | N | N | N | N | N | Each option was taken through a second scoping process to ensure it is suitable to be used in the preferred scenarios. The process was designed to assess whether it was appropriate to take each option forward. Each option was rated 1-5 depending on their impact/value for several different categories and looking at the water savings of >30 litres based on current knowledge and evidence. This option scored an 8 and or is an enabler for further water efficiency activity. Please refer to the Methodology document provided for definitions and scoring information. | N/A | N/A | N/A | 0 | N/A | 0 | N/A | N/A | N/A | N/A | N/A | N/A | N/A | 0 | N/A | N/A | N/A | N/A | N/A | N/A | N/A | N/A | N/A | N/A | N/A | N/A | N/A | N/A | N/A
51dU | WEF Const 19 | Priority Service Register Visits | Household water audit | Customer Options | Company Wide | Unconstrained | N | N/A | N/A | N | N | N | N | N | N | N | Each option was taken through a second scoping process to ensure it is suitable to be used in the preferred scenarios. The process was designed to assess whether it was appropriate to take each option forward. Each option was rated 1-5 depending on their impact/value for several different categories and looking at the water savings of >30 litres based on current knowledge and evidence. This option scored an 8 and or is an enabler for further water efficiency activity. Please refer to the Methodology document provided for definitions and scoring information. | N/A | N/A | N/A | 0 | N/A | 0 | N/A | N/A | N/A | N/A | N/A | N/A | N/A | 0 | N/A | N/A | N/A | N/A | N/A | N/A | N/A | N/A | N/A | N/A | N/A | N/A | N/A | N/A | N/A
51dU | WEF Const 20 | Customer Side Leakage Contact Visits | Household water audit | Customer Options | Company Wide | Unconstrained | N | N/A | N/A | N | N | N | N | N | N | N | Each option was taken through a second scoping process to ensure it is suitable to be used in the preferred scenarios. The process was designed to assess whether it was appropriate to take each option forward. Each option was rated 1-5 depending on their impact/value for several different categories and looking at the water savings of >30 litres based on current knowledge and evidence. This option scored an 8 and or is an enabler for further water efficiency activity. Please refer to the Methodology document provided for definitions and scoring information. | N/A | N/A | N/A | 0 | N/A | 0 | N/A | N/A | N/A | N/A | N/A | N/A | N/A | 0 | N/A | N/A | N/A | N/A | N/A | N/A | N/A | N/A | N/A | N/A | N/A | N/A | N/A | N/A | N/A
51dU | WEF Const 21 | Landlord/Social Housing Visits | Household water audit | Customer Options | Company Wide | Unconstrained | N | N/A | N/A | N | N | N | N | N | N | N | Each option was taken through a second scoping process to ensure it is suitable to be used in the preferred scenarios. The process was designed to assess whether it was appropriate to take each option forward. Each option was rated 1-5 depending on their impact/value for several different categories and looking at the water savings of >30 litres based on current knowledge and evidence. This option scored an 8 and or is an enabler for further water efficiency activity. Please refer to the Methodology document provided for definitions and scoring information. | N/A | N/A | N/A | 0 | N/A | 0 | N/A | N/A | N/A | N/A | N/A | N/A | N/A | 0 | N/A | N/A | N/A | N/A | N/A | N/A | N/A | N/A | N/A | N/A | N/A | N/A | N/A | N/A | N/A
51dU | WEF Const 22 | Home Movers Visit (MIMO) | Household water audit | Customer Options | Company Wide | Unconstrained | N | N/A | N/A | N | N | N | N | N | N | N | Each option was taken through a second scoping process to ensure it is suitable to be used in the preferred scenarios. The process was designed to assess whether it was appropriate to take each option forward. Each option was rated 1-5 depending on their impact/value for several different categories and looking at the water savings of >30 litres based on current knowledge and evidence. This option scored an 8 and or is an enabler for further water efficiency activity. Please refer to the Methodology document provided for definitions and scoring information. | N/A | N/A | N/A | 0 | N/A | 0 | N/A | N/A | N/A | N/A | N/A | N/A | N/A | 0 | N/A | N/A | N/A | N/A | N/A | N/A | N/A | N/A | N/A | N/A | N/A | N/A | N/A | N/A | N/A
51dU | WEF Const 23 | Virtual Visits | Household water audit | Customer Options | Company Wide | Unconstrained | N | N/A | N/A | N | N | N | N | N | N | N | Each option was taken through a second scoping process to ensure it is suitable to be used in the preferred scenarios. The process was designed to assess whether it was appropriate to take each option forward. Each option was rated 1-5 depending on their impact/value for several different categories and looking at the water savings of >30 litres based on current knowledge and evidence. This option scored an 8 and or is an enabler for further water efficiency activity. Please refer to the Methodology document provided for definitions and scoring information. | N/A | N/A | N/A | 0 | N/A | 0 | N/A | N/A | N/A | N/A | N/A | N/A | N/A | 0 | N/A | N/A | N/A | N/A | N/A | N/A | N/A | N/A | N/A | N/A | N/A | N/A | N/A | N/A | N/A
51dU | WEF Const 24 | HomeServe Visits | Household water audit | Customer Options | Company Wide | Unconstrained | N | N/A | N/A | N | N | N | N | N | N | N | Each option was taken through a second scoping process to ensure it is suitable to be used in the preferred scenarios. The process was designed to assess whether it was appropriate to take each option forward. Each option was rated 1-5 depending on their impact/value for several different categories and looking at the water savings of >30 litres based on current knowledge and evidence. This option scored an 8 and or is an enabler for further water efficiency activity. Please refer to the Methodology document provided for definitions and scoring information. | N/A | N/A | N/A | 0 | N/A | 0 | N/A | N/A | N/A | N/A | N/A | N/A | N/A | 0 | N/A | N/A | N/A | N/A | N/A | N/A | N/A | N/A | N/A | N/A | N/A | N/A | N/A | N/A | N/A
51dU | WEF Const 25 | Dishwasher Rebates | Other water efficiency | Customer Options | Company Wide | Unconstrained | N | N/A | N/A | N | N | N | N | N | N | N | Each option was taken through a second scoping process to ensure it is suitable to be used in the preferred scenarios. The process was designed to assess whether it was appropriate to take each option forward. Each option was rated 1-5 depending on their impact/value for several different categories and looking at the water savings of >30 litres based on current knowledge and evidence. This option scored an 8 and or is an enabler for further water efficiency activity. Please refer to the Methodology document provided for definitions and scoring information. | N/A | N/A | N/A | 0 | N/A | 0 | N/A | N/A | N/A | N/A | N/A | N/A | N/A | 0 | N/A | N/A | N/A | N/A | N/A | N/A | N/A | N/A | N/A | N/A | N/A | N/A | N/A | N/A | N/A
51dU | WEF Const 26 | Smart Irrigation Rebates | Other water efficiency | Customer Options | Company Wide | Unconstrained | N | N/A | N/A | N | N | N | N | N | N | N | Each option was taken through a second scoping process to ensure it is suitable to be used in the preferred scenarios. The process was designed to assess whether it was appropriate to take each option forward. Each option was rated 1-5 depending on their impact/value for several different categories and looking at the water savings of >30 litres based on current knowledge and evidence. This option scored an 8 and or is an enabler for further water efficiency activity. Please refer to the Methodology document provided for definitions and scoring information. | N/A | N/A | N/A | 0 | N/A | 0 | N/A | N/A | N/A | N/A | N/A | N/A | N/A | 0 | N/A | N/A | N/A | N/A | N/A | N/A | N/A | N/A | N/A | N/A | N/A | N/A | N/A | N/A | N/A
51dU | WEF Const 27 | Multi Industry Collaboration (focusing on fuel and water poverty) | Other water efficiency | Customer Options | Company Wide | Unconstrained | N | N/A | N/A | N | N | N | N | N | N | N | Each option was taken through a second scoping process to ensure it is suitable to be used in the preferred scenarios. The process was designed to assess whether it was appropriate to take each option forward. Each option was rated 1-5 depending on their impact/value for several different categories and looking at the water savings of >30 litres based on current knowledge and evidence. This option scored an 8 and or is an enabler for further water efficiency activity. Please refer to the Methodology document provided for definitions and scoring information. | N/A | N/A | N/A | 0 | N/A | 0 | N/A | N/A | N/A | N/A | N/A | N/A | N/A | 0 | N/A | N/A | N/A | N/A | N/A | N/A | N/A | N/A | N/A | N/A | N/A | N/A | N/A | N/A | N/A
51dU | WEF Const 28 | Multi Industry Collaboration (focusing on hot water efficiency) | Other water efficiency | Customer Options | Company Wide | Unconstrained | N | N/A | N/A | N | N | N | N | N | N | N | Each option was taken through a second scoping process to ensure it is suitable to be used in the preferred scenarios. The process was designed to assess whether it was appropriate to take each option forward. Each option was rated 1-5 depending on their impact/value for several different categories and looking at the water savings of >30 litres based on current knowledge and evidence. This option scored an 8 and or is an enabler for further water efficiency activity. Please refer to the Methodology document provided for definitions and scoring information. | N/A | N/A | N/A | 0 | N/A | 0 | N/A | N/A | N/A | N/A | N/A | N/A | N/A | 0 | N/A | N/A | N/A | N/A | N/A | N/A | N/A | N/A | N/A | N/A | N/A | N/A | N/A | N/A | N/A
51dU | WEF Const 29 | Water Labelling engagement | Other water efficiency | Customer Options | Company Wide | Unconstrained | N | N/A | N/A | N | N | N | N | N | N | N | Each option was taken through a second scoping process to ensure it is suitable to be used in the preferred scenarios. The process was designed to assess whether it was appropriate to take each option forward. Each option was rated 1-5 depending on their impact/value for several different categories and looking at the water savings of >30 litres based on current knowledge and evidence. This option scored an 8 and or is an enabler for further water efficiency activity. Please refer to the Methodology document provided for definitions and scoring information. | N/A | N/A | N/A | 0 | N/A | 0 | N/A | N/A | N/A | N/A | N/A | N/A | N/A | 0 | N/A | N/A | N/A | N/A | N/A | N/A | N/A | N/A | N/A | N/A | N/A | N/A | N/A | N/A | N/A
51dU | WEF Const 30 | Government Grants and Policies | Other water efficiency | Customer Options | Company Wide | Unconstrained | N | N/A | N/A | N | N | N | N | N | N | N | Each option was taken through a second scoping process to ensure it is suitable to be used in the preferred scenarios. The process was designed to assess whether it was appropriate to take each option forward. Each option was rated 1-5 depending on their impact/value for several different categories and looking at the water savings of >30 litres based on current knowledge and evidence. This option scored an 8 and or is an enabler for further water efficiency activity. Please refer to the Methodology document provided for definitions and scoring information. | N/A | N/A | N/A | 0 | N/A | 0 | N/A | N/A | N/A | N/A | N/A | N/A | N/A | 0 | N/A | N/A | N/A | N/A | N/A | N/A | N/A | N/A | N/A | N/A | N/A | N/A | N/A | N/A | N/A
51dU | WEF Const 31 | Banning sales of water wasting items and looking at new purchase trends | Other water efficiency | Customer Options | Company Wide | Unconstrained | N | N/A | N/A | N | N | N | N | N | N | N | Each option was taken through a second scoping process to ensure it is suitable to be used in the preferred scenarios. The process was designed to assess whether it was appropriate to take each option forward. Each option was rated 1-5 depending on their impact/value for several different categories and looking at the water savings of >30 litres based on current knowledge and evidence. This option scored an 8 and or is an enabler for further water efficiency activity. Please refer to the Methodology document provided for definitions and scoring information. | N/A | N/A | N/A | 0 | N/A | 0 | N/A | N/A | N/A | N/A | N/A | N/A | N/A | 0 | N/A | N/A | N/A | N/A | N/A | N/A | N/A | N/A | N/A | N/A | N/A | N/A | N/A | N/A | N/A
51dU | WEF Const 32 | BabyDam | Other water efficiency | Customer Options | Company Wide | Unconstrained | N | N/A | N/A | N | N | N | N | N | N | N | Each option was taken through a second scoping process to ensure it is suitable to be used in the preferred scenarios. The process was designed to assess whether it was appropriate to take each option forward. Each option was rated 1-5 depending on their impact/value for several different categories and looking at the water savings of >30 litres based on current knowledge and evidence. This option scored an 8 and or is an enabler for further water efficiency activity. Please refer to the Methodology document provided for definitions and scoring information. | N/A | N/A | N/A | 0 | N/A | 0 | N/A | N/A | N/A | N/A | N/A | N/A | N/A | 0 | N/A | N/A | N/A | N/A | N/A | N/A | N/A | N/A | N/A | N/A | N/A | N/A | N/A | N/A | N/A
51dU | WEF Const 33 | NWG New Build Inspector - Checking new build properties against standards | Other water efficiency | Customer Options | Company Wide | Unconstrained | N | N/A | N/A | N | N | N | N | N | N | N | Each option was taken through a second scoping process to ensure it is suitable to be used in the preferred scenarios. The process was designed to assess whether it was appropriate to take each option forward. Each option was rated 1-5 depending on their impact/value for several different categories and looking at the water savings of >30 litres based on current knowledge and evidence. This option scored an 8 and or is an enabler for further water efficiency activity. Please refer to the Methodology document provided for definitions and scoring information. | N/A | N/A | N/A | 0 | N/A | 0 | N/A | N/A | N/A | N/A | N/A | N/A | N/A | 0 | N/A | N/A | N/A | N/A | N/A | N/A | N/A | N/A | N/A | N/A | N/A | N/A | N/A | N/A | N/A
51dU | WEF Const 34 | University Accomodation Visits | Household water audit | Customer Options | Company Wide | Unconstrained | N | N/A | N/A | N | N | N | N | N | N | N | Each option was taken through a second scoping process to ensure it is suitable to be used in the preferred scenarios. The process was designed to assess whether it was appropriate to take each option forward. Each option was rated 1-5 depending on their impact/value for several different categories and looking at the water savings of >30 litres based on current knowledge and evidence. This option scored an 8 and or is an enabler for further water efficiency activity. Please refer to the Methodology document provided for definitions and scoring information. | N/A | N/A | N/A | 0 | N/A | 0 | N/A | N/A | N/A | N/A | N/A | N/A | N/A | 0 | N/A | N/A | N/A | N/A | N/A | N/A | N/A | N/A | N/A | N/A | N/A | N/A | N/A | N/A | N/A
51dU | WEF Const 35 | Water and Energy Saving Visits | Household water audit | Customer Options | Company Wide | Unconstrained | N | N/A | N/A | N | N | N | N | N | N | N | Each option was taken through a second scoping process to ensure it is suitable to be used in the preferred scenarios. The process was designed to assess whether it was appropriate to take each option forward. Each option was rated 1-5 depending on their impact/value for several different categories and looking at the water savings of >30 litres based on current knowledge and evidence. This option scored an 8 and or is an enabler for further water efficiency activity. Please refer to the Methodology document provided for definitions and scoring information. | N/A | N/A | N/A | 0 | N/A | 0 | N/A | N/A | N/A | N/A | N/A | N/A | N/A | 0 | N/A | N/A | N/A | N/A | N/A | N/A | N/A | N/A | N/A | N/A | N/A | N/A | N/A | N/A | N/A
51dU | WEF Const 36 | Landlord Training and Support | Other water efficiency | Customer Options | Company Wide | Unconstrained | N | N/A | N/A | N | N | N | N | N | N | N | Each option was taken through a second scoping process to ensure it is suitable to be used in the preferred scenarios. The process was designed to assess whether it was appropriate to take each option forward. Each option was rated 1-5 depending on their impact/value for several different categories and looking at the water savings of >30 litres based on current knowledge and evidence. This option scored an 8 and or is an enabler for further water efficiency activity. Please refer to the Methodology document provided for definitions and scoring information. | N/A | N/A | N/A | 0 | N/A | 0 | N/A | N/A | N/A | N/A | N/A | N/A | N/A | 0 | N/A | N/A | N/A | N/A | N/A | N/A | N/A | N/A | N/A | N/A | N/A | N/A | N/A | N/A | N/A
51dU | WEF Const 37 | Rainwater reuse incentive | Other water efficiency | Customer Options | Company Wide | Unconstrained | N | N/A | N/A | N | N | N | N | N | N | N | Each option was taken through a second scoping process to ensure it is suitable to be used in the preferred scenarios. The process was designed to assess whether it was appropriate to take each option forward. Each option was rated 1-5 depending on their impact/value for several different categories and looking at the water savings of >30 litres based on current knowledge and evidence. This option scored an 8 and or is an enabler for further water efficiency activity. Please refer to the Methodology document provided for definitions and scoring information. | N/A | N/A | N/A | 0 | N/A | 0 | N/A | N/A | N/A | N/A | N/A | N/A | N/A | 0 | N/A | N/A | N/A | N/A | N/A | N/A | N/A | N/A | N/A | N/A | N/A | N/A | N/A | N/A | N/A
51dU | WEF Const 38 | Shower use intervention - digital device | Other water efficiency | Customer Options | Company Wide | Unconstrained | N | N/A | N/A | N | N | N | N | N | N | N | Each option was taken through a second scoping process to ensure it is suitable to be used in the preferred scenarios. The process was designed to assess whether it was appropriate to take each option forward. Each option was rated 1-5 depending on their impact/value for several different categories and looking at the water savings of >30 litres based on current knowledge and evidence. This option scored an 8 and or is an enabler for further water efficiency activity. Please refer to the Methodology document provided for definitions and scoring information. | N/A | N/A | N/A | 0 | N/A | 0 | N/A | N/A | N/A | N/A | N/A | N/A | N/A | 0 | N/A | N/A | N/A | N/A | N/A | N/A | N/A | N/A | N/A | N/A | N/A | N/A | N/A | N/A | N/A
51dU | WEF Const 39 | Bathroom Redesign - incentive | Other water efficiency | Customer Options | Company Wide | Unconstrained | N | N/A | N/A | N | N | N | N | N | N | N | Each option was taken through a second scoping process to ensure it is suitable to be used in the preferred scenarios. The process was designed to assess whether it was appropriate to take each option forward. Each option was rated 1-5 depending on their impact/value for several different categories and looking at the water savings of >30 litres based on current knowledge and evidence. This option scored an 8 and or is an enabler for further water efficiency activity. Please refer to the Methodology document provided for definitions and scoring information. | N/A | N/A | N/A | 0 | N/A | 0 | N/A | N/A | N/A | N/A | N/A | N/A | N/A | 0 | N/A | N/A | N/A | N/A | N/A | N/A | N/A | N/A | N/A | N/A | N/A | N/A | N/A | N/A | N/A
51dU | WEF Const 40 | Behaviour change - home movers pack | Other water efficiency | Customer Options | Company Wide | Unconstrained | N | N/A | N/A | N | N | N | N | N | N | N | Each option was taken through a second scoping process to ensure it is suitable to be used in the preferred scenarios. The process was designed to assess whether it was appropriate to take each option forward. Each option was rated 1-5 depending on their impact/value for several different categories and looking at the water savings of >30 litres based on current knowledge and evidence. This option scored an 8 and or is an enabler for further water efficiency activity. Please refer to the Methodology document provided for definitions and scoring information. | N/A | N/A | N/A | 0 | N/A | 0 | N/A | N/A | N/A | N/A | N/A | N/A | N/A | 0 | N/A | N/A | N/A | N/A | N/A | N/A | N/A | N/A | N/A | N/A | N/A | N/A | N/A | N/A | N/A
51dU | WEF Const 41 | House builder engagement - Water reuse and recycling | Other water efficiency | Customer Options | Company Wide | Unconstrained | N | N/A | N/A | N | N | N | N | N | N | N | Each option was taken through a second scoping process to ensure it is suitable to be used in the preferred scenarios. The process was designed to assess whether it was appropriate to take each option forward. Each option was rated 1-5 depending on their impact/value for several different categories and looking at the water savings of >30 litres based on current knowledge and evidence. This option scored an 8 and or is an enabler for further water efficiency activity. Please refer to the Methodology document provided for definitions and scoring information. | N/A | N/A | N/A | 0 | N/A | 0 | N/A | N/A | N/A | N/A | N/A | N/A | N/A | 0 | N/A | N/A | N/A | N/A | N/A | N/A | N/A | N/A | N/A | N/A | N/A | N/A | N/A | N/A | N/A
51dU | WEF Const 42 | Rainwater Reuse Incentive - Tariff | Tariff | Customer Options | Company Wide | Unconstrained | N | N/A | N/A | N | N | N | N | N | N | N | Each option was taken through a second scoping process to ensure it is suitable to be used in the preferred scenarios. The process was designed to assess whether it was appropriate to take each option forward. Each option was rated 1-5 depending on their impact/value for several different categories and looking at the water savings of >30 litres based on current knowledge and evidence. This option scored an 8 and or is an enabler for further water efficiency activity. Please refer to the Methodology document provided for definitions and scoring information. | N/A | N/A | N/A | 0 | N/A | 0 | N/A | N/A | N/A | N/A | N/A | N/A | N/A | 0 | N/A | N/A | N/A | N/A | N/A | N/A | N/A | N/A | N/A | N/A | N/A | N/A | N/A | N/A | N/A
51dU | WEF Const 43 | Energy Performance Certificates - added into EPC | Other water efficiency | Customer Options | Company Wide | Unconstrained | N | N/A | N/A | N | N | N | N | N | N | N | Each option was taken through a second scoping process to ensure it is suitable to be used in the preferred scenarios. The process was designed to assess whether it was appropriate to take each option forward. Each option was rated 1-5 depending on their impact/value for several different categories and looking at the water savings of >30 litres based on current knowledge and evidence. This option scored an 8 and or is an enabler for further water efficiency activity. Please refer to the Methodology document provided for definitions and scoring information. | N/A | N/A | N/A | 0 | N/A | 0 | N/A | N/A | N/A | N/A | N/A | N/A | N/A | 0 | N/A | N/A | N/A | N/A | N/A | N/A | N/A | N/A | N/A | N/A | N/A | N/A | N/A | N/A | N/A
51dU | WEF Const 44 | Property Certificates - water only | Other water efficiency | Customer Options | Company Wide | Unconstrained | N | N/A | N/A | N | N | N | N | N | N | N | Each option was taken through a second scoping process to ensure it is suitable to be used in the preferred scenarios. The process was designed to assess whether it was appropriate to take each option forward. Each option was rated 1-5 depending on their impact/value for several different categories and looking at the water savings of >30 litres based on current knowledge and evidence. This option scored an 8 and or is an enabler for further water efficiency activity. Please refer to the Methodology document provided for definitions and scoring information. | N/A | N/A | N/A | 0 | N/A | 0 | N/A | N/A | N/A | N/A | N/A | N/A | N/A | 0 | N/A | N/A | N/A | N/A | N/A | N/A | N/A | N/A | N/A | N/A | N/A | N/A | N/A | N/A | N/A
51dU | WEF Const 45 | Engaging with Britain in Bloom and Garden Centres | Other water efficiency | Customer Options | Company Wide | Unconstrained | N | N/A | N/A | N | N | N | N | N | N | N | Each option was taken through a second scoping process to ensure it is suitable to be used in the preferred scenarios. The process was designed to assess whether it was appropriate to take each option forward. Each option was rated 1-5 depending on their impact/value for several different categories and looking at the water savings of >30 litres based on current knowledge and evidence. This option scored an 8 and or is an enabler for further water efficiency activity. Please refer to the Methodology document provided for definitions and scoring information. | N/A | N/A | N/A | 0 | N/A | 0 | N/A | N/A | N/A | N/A | N/A | N/A | N/A | 0 | N/A | N/A | N/A | N/A | N/A | N/A | N/A | N/A | N/A | N/A | N/A | N/A | N/A | N/A | N/A
51dU | WEF Const 46 | Digital displays for appliances | Other water efficiency | Customer Options | Company Wide | Unconstrained | N | N/A | N/A | N | N | N | N | N | N | N | Each option was taken through a second scoping process to ensure it is suitable to be used in the preferred scenarios. The process was designed to assess whether it was appropriate to take each option forward. Each option was rated 1-5 depending on their impact/value for several different categories and looking at the water savings of >30 litres based on current knowledge and evidence. This option scored an 8 and or is an enabler for further water efficiency activity. Please refer to the Methodology document provided for definitions and scoring information. | N/A | N/A | N/A | 0 | N/A | 0 | N/A | N/A | N/A | N/A | N/A | N/A | N/A | 0 | N/A | N/A | N/A | N/A | N/A | N/A | N/A | N/A | N/A | N/A | N/A | N/A | N/A | N/A | N/A
51dU | WEF Const 47 | Annual Campaign - Fix a Leak Week | Other water efficiency | Customer Options | Company Wide | Unconstrained | N | N/A | N/A | N | N | N | N | N | N | N | Each option was taken through a second scoping process to ensure it is suitable to be used in the preferred scenarios. The process was designed to assess whether it was appropriate to take each option forward. Each option was rated 1-5 depending on their impact/value for several different categories and looking at the water savings of >30 litres based on current knowledge and evidence. This option scored an 8 and or is an enabler for further water efficiency activity. Please refer to the Methodology document provided for definitions and scoring information. | N/A | N/A | N/A | 0 | N/A | 0 | N/A | N/A | N/A | N/A | N/A | N/A | N/A | 0 | N/A | N/A | N/A | N/A | N/A | N/A | N/A | N/A | N/A | N/A | N/A | N/A | N/A | N/A | N/A
51dU | WEF Const 48 | Community Wastewater Recycling | Other water efficiency | Customer Options | Company Wide | Unconstrained | N | N/A | N/A | N | N | N | N | N | N | N | Each option was taken through a second scoping process to ensure it is suitable to be used in the preferred scenarios. The process was designed to assess whether it was appropriate to take each option forward. Each option was rated 1-5 depending on their impact/value for several different categories and looking at the water savings of >30 litres based on current knowledge and evidence. This option scored an 8 and or is an enabler for further water efficiency activity. Please refer to the Methodology document provided for definitions and scoring information. | N/A | N/A | N/A | 0 | N/A | 0 | N/A | N/A | N/A | N/A | N/A | N/A | N/A | 0 | N/A | N/A | N/A | N/A | N/A | N/A | N/A | N/A | N/A | N/A | N/A | N/A | N/A | N/A | N/A
51dU | WEF Const 49 | Pressure Washer Notice | Other water efficiency | Customer Options | Company Wide | Unconstrained | N | N/A | N/A | N | N | N | N | N | N | N | Each option was taken through a second scoping process to ensure it is suitable to be used in the preferred scenarios. The process was designed to assess whether it was appropriate to take each option forward. Each option was rated 1-5 depending on their impact/value for several different categories and looking at the water savings of >30 litres based on current knowledge and evidence. This option scored an 8 and or is an enabler for further water efficiency activity. Please refer to the Methodology document provided for definitions and scoring information. | N/A | N/A | N/A | 0 | N/A | 0 | N/A | N/A | N/A | N/A | N/A | N/A | N/A | 0 | N/A | N/A | N/A | N/A | N/A | N/A | N/A | N/A | N/A | N/A | N/A | N/A | N/A | N/A | N/A
51dU | WEF Const 50 | Gardening timer for sprinkler system - nudge theory | Other water efficiency | Customer Options | Company Wide | Unconstrained | N | N/A | N/A | N | N | N | N | N | N | N | Each option was taken through a second scoping process to ensure it is suitable to be used in the preferred scenarios. The process was designed to assess whether it was appropriate to take each option forward. Each option was rated 1-5 depending on their impact/value for several different categories and looking at the water savings of >30 litres based on current knowledge and evidence. This option scored an 8 and or is an enabler for further water efficiency activity. Please refer to the Methodology document provided for definitions and scoring information. | N/A | N/A | N/A | 0 | N/A | 0 | N/A | N/A | N/A | N/A | N/A | N/A | N/A | 0 | N/A | N/A | N/A | N/A | N/A | N/A | N/A | N/A | N/A | N/A | N/A | N/A | N/A | N/A | N/A
51dU | WEF Const 51 | Internal leakage repair - education | Other water efficiency | Customer Options | Company Wide | Unconstrained | N | N/A | N/A | N | N | N | N | N | N | N | Each option was taken through a second scoping process to ensure it is suitable to be used in the preferred scenarios. The process was designed to assess whether it was appropriate to take each option forward. Each option was rated 1-5 depending on their impact/value for several different categories and looking at the water savings of >30 litres based on current knowledge and evidence. This option scored an 8 and or is an enabler for further water efficiency activity. Please refer to the Methodology document provided for definitions and scoring information. | N/A | N/A | N/A | 0 | N/A | 0 | N/A | N/A | N/A | N/A | N/A | N/A | N/A | 0 | N/A | N/A | N/A | N/A | N/A | N/A | N/A | N/A | N/A | N/A | N/A | N/A | N/A | N/A | N/A
51dU | WEF Const 52 | Bathroom Redesign - education | Other water efficiency | Customer Options | Company Wide | Unconstrained | N | N/A | N/A | N | N | N | N | N | N | N | Each option was taken through a second scoping process to ensure it is suitable to be used in the preferred scenarios. The process was designed to assess whether it was appropriate to take each option forward. Each option was rated 1-5 depending on their impact/value for several different categories and looking at the water savings of >30 litres based on current knowledge and evidence. This option scored an 8 and or is an enabler for further water efficiency activity. Please refer to the Methodology document provided for definitions and scoring information. | N/A | N/A | N/A | 0 | N/A | 0 | N/A | N/A | N/A | N/A | N/A | N/A | N/A | 0 | N/A | N/A | N/A | N/A | N/A | N/A | N/A | N/A | N/A | N/A | N/A | N/A | N/A | N/A | N/A
51dU | WEF Const 53 | Regulation - new homes developer incentive VIC | Other water efficiency | Customer Options | Company Wide | Unconstrained | N | N/A | N/A | N | N | N | N | N | N | N | Each option was taken through a second scoping process to ensure it is suitable to be used in the preferred scenarios. The process was designed to assess whether it was appropriate to take each option forward. Each option was rated 1-5 depending on their impact/value for several different categories and looking at the water savings of >30 litres based on current knowledge and evidence. This option scored an 8 and or is an enabler for further water efficiency activity. Please refer to the Methodology document provided for definitions and scoring information. | N/A | N/A | N/A | 0 | N/A | 0 | N/A | N/A | N/A | N/A | N/A | N/A | N/A | 0 | N/A | N/A | N/A | N/A | N/A | N/A | N/A | N/A | N/A | N/A | N/A | N/A | N/A | N/A | N/A
51dU | WEF Const 54 | Washer Dryer Rebates | Other water efficiency | Customer Options | Company Wide | Unconstrained | N | N/A | N/A | N | N | N | N | N | N | N | Each option was taken through a second scoping process to ensure it is suitable to be used in the preferred scenarios. The process was designed to assess whether it was appropriate to take each option forward. Each option was rated 1-5 depending on their impact/value for several different categories and looking at the water savings of >30 litres based on current knowledge and evidence. This option scored an 8 and or is an enabler for further water efficiency activity. Please refer to the Methodology document provided for definitions and scoring information. | N/A | N/A | N/A | 0 | N/A | 0 | N/A | N/A | N/A | N/A | N/A | N/A | N/A | 0 | N/A | N/A | N/A | N/A | N/A | N/A | N/A | N/A | N/A | N/A | N/A | N/A | N/A | N/A | N/A
51dU | WEF Const 55 | Washing Machine Rebates | Other water efficiency | Customer Options | Company Wide | Unconstrained | N | N/A | N/A | N | N | N | N | N | N | N | Each option was taken through a second scoping process to ensure it is suitable to be used in the preferred scenarios. The process was designed to assess whether it was appropriate to take each option forward. Each option was rated 1-5 depending on their impact/value for several different categories and looking at the water savings of >30 litres based on current knowledge and evidence. This option scored an 8 and or is an enabler for further water efficiency activity. Please refer to the Methodology document provided for definitions and scoring information. | N/A | N/A | N/A | 0 | N/A | 0 | N/A | N/A | N/A | N/A | N/A | N/A | N/A | 0 | N/A | N/A | N/A | N/A | N/A | N/A | N/A | N/A | N/A | N/A | N/A | N/A | N/A | N/A | N/A
51dU | WEF Const 56 | Removal of decorative water use - fountains | Other water efficiency | Customer Options | Company Wide | Unconstrained | N | N/A | N/A | N | N | N | N | N | N | N | Each option was taken through a second scoping process to ensure it is suitable to be used in the preferred scenarios. The process was designed to assess whether it was appropriate to take each option forward. Each option was rated 1-5 depending on their impact/value for several different categories and looking at the water savings of >30 litres based on current knowledge and evidence. This option scored an 8 and or is an enabler for further water efficiency activity. Please refer to the Methodology document provided for definitions and scoring information. | N/A | N/A | N/A | 0 | N/A | 0 | N/A | N/A | N/A | N/A | N/A | N/A | N/A | 0 | N/A | N/A | N/A | N/A | N/A | N/A | N/A | N/A | N/A | N/A | N/A | N/A | N/A | N/A | N/A
51dU | WEF Const 57 | Reducing pressures | Other water efficiency | Customer Options | Company Wide | Unconstrained | N | N/A | N/A | N | N | N | N | N | N | N | Each option was taken through a second scoping process to ensure it is suitable to be used in the preferred scenarios. The process was designed to assess whether it was appropriate to take each option forward. Each option was rated 1-5 depending on their impact/value for several different categories and looking at the water savings of >30 litres based on current knowledge and evidence. This option scored an 8 and or is an enabler for further water efficiency activity. Please refer to the Methodology document provided for definitions and scoring information. | N/A | N/A | N/A | 0 | N/A | 0 | N/A | N/A | N/A | N/A | N/A | N/A | N/A | 0 | N/A | N/A | N/A | N/A | N/A | N/A | N/A | N/A | N/A | N/A | N/A | N/A | N/A | N/A | N/A
51dU | WEF Const 58 | High water use alerts for customers (area specific) | Other water efficiency | Customer Options | Company Wide | Unconstrained | N | N/A | N/A | N | N | N | N | N | N | N | Each option was taken through a second scoping process to ensure it is suitable to be used in the preferred scenarios. The process was designed to assess whether it was appropriate to take each option forward. Each option was rated 1-5 depending on their impact/value for several different categories and looking at the water savings of >30 litres based on current knowledge and evidence. This option scored an 8 and or is an enabler for further water efficiency activity. Please refer to the Methodology document provided for definitions and scoring information. | N/A | N/A | N/A | 0 | N/A | 0 | N/A | N/A | N/A | N/A | N/A | N/A | N/A | 0 | N/A | N/A | N/A | N/A | N/A | N/A | N/A | N/A | N/A | N/A | N/A | N/A | N/A | N/A | N/A
51dU | WEF Const 59 | High water use alerts for customers (customer specific) | Other water efficiency | Customer Options | Company Wide | Unconstrained | N | N/A | N/A | N | N | N | N | N | N | N | Each option was taken through a second scoping process to ensure it is suitable to be used in the preferred scenarios. The process was designed to assess whether it was appropriate to take each option forward. Each option was rated 1-5 depending on their impact/value for several different categories and looking at the water savings of >30 litres based on current knowledge and evidence. This option scored an 8 and or is an enabler for further water efficiency activity. Please refer to the Methodology document provided for definitions and scoring information. | N/A | N/A | N/A | 0 | N/A | 0 | N/A | N/A | N/A | N/A | N/A | N/A | N/A | 0 | N/A | N/A | N/A | N/A | N/A | N/A | N/A | N/A | N/A | N/A | N/A | N/A | N/A | N/A | N/A
51dU | WEF Const 60 | TV advert for local region | Water efficiency customer education / awareness | Customer Options | Company Wide | Unconstrained | N | N/A | N/A | N | N | N | N | N | N | N | Each option was taken through a second scoping process to ensure it is suitable to be used in the preferred scenarios. The process was designed to assess whether it was appropriate to take each option forward. Each option was rated 1-5 depending on their impact/value for several different categories and looking at the water savings of >30 litres based on current knowledge and evidence. This option scored an 8 and or is an enabler for further water efficiency activity. Please refer to the Methodology document provided for definitions and scoring information. | N/A | N/A | N/A | 0 | N/A | 0 | N/A | N/A | N/A | N/A | N/A | N/A | N/A | 0 | N/A | N/A | N/A | N/A | N/A | N/A | N/A | N/A | N/A | N/A | N/A | N/A | N/A | N/A | N/A
51dU | WEF Uncon 1 | Personalised Water saving kits | Other water efficiency | Customer Options | Company Wide | Unconstrained | N | N/A | N/A | N | N | N | N | N | N | N | Each option was taken through a scoping process to ensure it is feasible. The process was designed to assess whether it was appropriate to take each option forward. Each option was rated 1-5 depending on their impact/value for several different categories and those that showed a final rating of above 60% were deemed as feasible options. This option scored less than 60%. Please refer to the Methodology document provided for definitions and scoring information. | N/A | N/A | N/A | 0 | N/A | 0 | N/A | N/A | N/A | N/A | N/A | N/A | N/A | 0 | N/A | N/A | N/A | N/A | N/A | N/A | N/A | N/A | N/A | N/A | N/A | N/A | N/A | N/A | N/A
51dU | WEF Uncon 2 | Digital Engagement Platform | Other water efficiency | Customer Options | Company Wide | Unconstrained | N | N/A | N/A | N | N | N | N | N | N | N | Each option was taken through a scoping process to ensure it is feasible. The process was designed to assess whether it was appropriate to take each option forward. Each option was rated 1-5 depending on their impact/value for several different categories and those that showed a final rating of above 60% were deemed as feasible options. This option scored less than 60%. Please refer to the Methodology document provided for definitions and scoring information. | N/A | N/A | N/A | 0 | N/A | 0 | N/A | N/A | N/A | N/A | N/A | N/A | N/A | 0 | N/A | N/A | N/A | N/A | N/A | N/A | N/A | N/A | N/A | N/A | N/A | N/A | N/A | N/A | N/A
51dU | WEF Uncon 3 | Garden Redesign | Other water efficiency | Customer Options | Company Wide | Unconstrained | N | N/A | N/A | N | N | N | N | N | N | N | Each option was taken through a scoping process to ensure it is feasible. The process was designed to assess whether it was appropriate to take each option forward. Each option was rated 1-5 depending on their impact/value for several different categories and those that showed a final rating of above 60% were deemed as feasible options. This option scored less than 60%. Please refer to the Methodology document provided for definitions and scoring information. | N/A | N/A | N/A | 0 | N/A | 0 | N/A | N/A | N/A | N/A | N/A | N/A | N/A | 0 | N/A | N/A | N/A | N/A | N/A | N/A | N/A | N/A | N/A | N/A | N/A | N/A | N/A | N/A | N/A
51dU | WEF Uncon 4 | Behaviour change - internally | Other water efficiency | Customer Options | Company Wide | Unconstrained | N | N/A | N/A | N | N | N | N | N | N | N | Each option was taken through a scoping process to ensure it is feasible. The process was designed to assess whether it was appropriate to take each option forward. Each option was rated 1-5 depending on their impact/value for several different categories and those that showed a final rating of above 60% were deemed as feasible options. This option scored less than 60%. Please refer to the Methodology document provided for definitions and scoring information. | N/A | N/A | N/A | 0 | N/A | 0 | N/A | N/A | N/A | N/A | N/A | N/A | N/A | 0 | N/A | N/A | N/A | N/A | N/A | N/A | N/A | N/A | N/A | N/A | N/A | N/A | N/A | N/A | N/A
51dU | WEF Uncon 5 | House builder engagement - overall water use/Part G with Developer Services | Other water efficiency | Customer Options | Company Wide | Unconstrained | N | N/A | N/A | N | N | N | N | N | N | N | Each option was taken through a scoping process to ensure it is feasible. The process was designed to assess whether it was appropriate to take each option forward. Each option was rated 1-5 depending on their impact/value for several different categories and those that showed a final rating of above 60% were deemed as feasible options. This option scored less than 60%. Please refer to the Methodology document provided for definitions and scoring information. | N/A | N/A | N/A | 0 | N/A | 0 | N/A | N/A | N/A | N/A | N/A | N/A | N/A | 0 | N/A | N/A | N/A | N/A | N/A | N/A | N/A | N/A | N/A | N/A | N/A | N/A | N/A | N/A | N/A
51dU | WEF Uncon 6 | Rainwater reuse - education | Other water efficiency | Customer Options | Company Wide | Unconstrained | N | N/A | N/A | N | N | N | N | N | N | N | Each option was taken through a scoping process to ensure it is feasible. The process was designed to assess whether it was appropriate to take each option forward. Each option was rated 1-5 depending on their impact/value for several different categories and those that showed a final rating of above 60% were deemed as feasible options. This option scored less than 60%. Please refer to the Methodology document provided for definitions and scoring information. | N/A | N/A | N/A | 0 | N/A | 0 | N/A | N/A | N/A | N/A | N/A | N/A | N/A | 0 | N/A | N/A | N/A | N/A | N/A | N/A | N/A | N/A | N/A | N/A | N/A | N/A | N/A | N/A | N/A
51dU | WEF Uncon 7 | Community Outreach - Water Warrior Influencer | Other water efficiency | Customer Options | Company Wide | Unconstrained | N | N/A | N/A | N | N | N | N | N | N | N | Each option was taken through a scoping process to ensure it is feasible. The process was designed to assess whether it was appropriate to take each option forward. Each option was rated 1-5 depending on their impact/value for several different categories and those that showed a final rating of above 60% were deemed as feasible options. This option scored less than 60%. Please refer to the Methodology document provided for definitions and scoring information. | N/A | N/A | N/A | 0 | N/A | 0 | N/A | N/A | N/A | N/A | N/A | N/A | N/A | 0 | N/A | N/A | N/A | N/A | N/A | N/A | N/A | N/A | N/A | N/A | N/A | N/A | N/A | N/A | N/A
51dU | WEF Uncon 8 | Community Outreach - Customer Champion programme | Other water efficiency | Customer Options | Company Wide | Unconstrained | N | N/A | N/A | N | N | N | N | N | N | N | Each option was taken through a scoping process to ensure it is feasible. The process was designed to assess whether it was appropriate to take each option forward. Each option was rated 1-5 depending on their impact/value for several different categories and those that showed a final rating of above 60% were deemed as feasible options. This option scored less than 60%. Please refer to the Methodology document provided for definitions and scoring information. | N/A | N/A | N/A | 0 | N/A | 0 | N/A | N/A | N/A | N/A | N/A | N/A | N/A | 0 | N/A | N/A | N/A | N/A | N/A | N/A | N/A | N/A | N/A | N/A | N/A | N/A | N/A | N/A | N/A
51dU | WEF Uncon 9 | Landscape Efficiency - Xeriscaping Guidance only | Other water efficiency | Customer Options | Company Wide | Unconstrained | N | N/A | N/A | N | N | N | N | N | N | N | Each option was taken through a scoping process to ensure it is feasible. The process was designed to assess whether it was appropriate to take each option forward. Each option was rated 1-5 depending on their impact/value for several different categories and those that showed a final rating of above 60% were deemed as feasible options. This option scored less than 60%. Please refer to the Methodology document provided for definitions and scoring information. | N/A | N/A | N/A | 0 | N/A | 0 | N/A | N/A | N/A | N/A | N/A | N/A | N/A | 0 | N/A | N/A | N/A | N/A | N/A | N/A | N/A | N/A | N/A | N/A | N/A | N/A | N/A | N/A | N/A
51dU | WEF Uncon 10 | Landscape Efficiency - Xeriscaping - Voucher scheme | Other water efficiency | Customer Options | Company Wide | Unconstrained | N | N/A | N/A | N | N | N | N | N | N | N | Each option was taken through a scoping process to ensure it is feasible. The process was designed to assess whether it was appropriate to take each option forward. Each option was rated 1-5 depending on their impact/value for several different categories and those that showed a final rating of above 60% were deemed as feasible options. This option scored less than 60%. Please refer to the Methodology document provided for definitions and scoring information. | N/A | N/A | N/A | 0 | N/A | 0 | N/A | N/A | N/A | N/A | N/A | N/A | N/A | 0 | N/A | N/A | N/A | N/A | N/A | N/A | N/A | N/A | N/A | N/A | N/A | N/A | N/A | N/A | N/A
51dU | WEF Uncon 11 | Engagement and Communication - Target 118 | Other water efficiency | Customer Options | Company Wide | Unconstrained | N | N/A | N/A | N | N | N | N | N | N | N | Each option was taken through a scoping process to ensure it is feasible. The process was designed to assess whether it was appropriate to take each option forward. Each option was rated 1-5 depending on their impact/value for several different categories and those that showed a final rating of above 60% were deemed as feasible options. This option scored less than 60%. Please refer to the Methodology document provided for definitions and scoring information. | N/A | N/A | N/A | 0 | N/A | 0 | N/A | N/A | N/A | N/A | N/A | N/A | N/A | 0 | N/A | N/A | N/A | N/A | N/A | N/A | N/A | N/A | N/A | N/A | N/A | N/A | N/A | N/A | N/A
51dU | WEF Uncon 12 | Reducing our own water use | Other water efficiency | Customer Options | Company Wide | Unconstrained | N | N/A | N/A | N | N | N | N | N | N | N | Each option was taken through a scoping process to ensure it is feasible. The process was designed to assess whether it was appropriate to take each option forward. Each option was rated 1-5 depending on their impact/value for several different categories and those that showed a final rating of above 60% were deemed as feasible options. This option scored less than 60%. Please refer to the Methodology document provided for definitions and scoring information. | N/A | N/A | N/A | 0 | N/A | 0 | N/A | N/A | N/A | N/A | N/A | N/A | N/A | 0 | N/A | N/A | N/A | N/A | N/A | N/A | N/A | N/A | N/A | N/A | N/A | N/A | N/A | N/A | N/A
51dU | WEF Uncon 13 | Selling Water Efficient products at cost price - Dual Flush Toilets | Other water efficiency | Customer Options | Company Wide | Unconstrained | N | N/A | N/A | N | N | N | N | N | N | N | Each option was taken through a scoping process to ensure it is feasible. The process was designed to assess whether it was appropriate to take each option forward. Each option was rated 1-5 depending on their impact/value for several different categories and those that showed a final rating of above 60% were deemed as feasible options. This option scored less than 60%. Please refer to the Methodology document provided for definitions and scoring information. | N/A | N/A | N/A | 0 | N/A | 0 | N/A | N/A | N/A | N/A | N/A | N/A | N/A | 0 | N/A | N/A | N/A | N/A | N/A | N/A | N/A | N/A | N/A | N/A | N/A | N/A | N/A | N/A | N/A
51dU | WEF Uncon 14 | Selling Water Efficient products at cost price - Aerated Showerheads | Other water efficiency | Customer Options | Company Wide | Unconstrained | N | N/A | N/A | N | N | N | N | N | N | N | Each option was taken through a scoping process to ensure it is feasible. The process was designed to assess whether it was appropriate to take each option forward. Each option was rated 1-5 depending on their impact/value for several different categories and those that showed a final rating of above 60% were deemed as feasible options. This option scored less than 60%. Please refer to the Methodology document provided for definitions and scoring information. | N/A | N/A | N/A | 0 | N/A | 0 | N/A | N/A | N/A | N/A | N/A | N/A | N/A | 0 | N/A | N/A | N/A | N/A | N/A | N/A | N/A | N/A | N/A | N/A | N/A | N/A | N/A | N/A | N/A
51dU | WEF Uncon 15 | Selling Water Efficient products at cost price - Tap Inserts | Other water efficiency | Customer Options | Company Wide | Unconstrained | N | N/A | N/A | N | N | N | N | N | N | N | Each option was taken through a scoping process to ensure it is feasible. The process was designed to assess whether it was appropriate to take each option forward. Each option was rated 1-5 depending on their impact/value for several different categories and those that showed a final rating of above 60% were deemed as feasible options. This option scored less than 60%. Please refer to the Methodology document provided for definitions and scoring information. | N/A | N/A | N/A | 0 | N/A | 0 | N/A | N/A | N/A | N/A | N/A | N/A | N/A | 0 | N/A | N/A | N/A | N/A | N/A | N/A | N/A | N/A | N/A | N/A | N/A | N/A | N/A | N/A | N/A
51dU | WEF Uncon 16 | Selling Water Efficient products at cost price or reduced- Babydam Bathwater barrier | Other water efficiency | Customer Options | Company Wide | Unconstrained | N | N/A | N/A | N | N | N | N | N | N | N | Each option was taken through a scoping process to ensure it is feasible. The process was designed to assess whether it was appropriate to take each option forward. Each option was rated 1-5 depending on their impact/value for several different categories and those that showed a final rating of above 60% were deemed as feasible options. This option scored less than 60%. Please refer to the Methodology document provided for definitions and scoring information. | N/A | N/A | N/A | 0 | N/A | 0 | N/A | N/A | N/A | N/A | N/A | N/A | N/A | 0 | N/A | N/A | N/A | N/A | N/A | N/A | N/A | N/A | N/A | N/A | N/A | N/A | N/A | N/A | N/A
51dU | WEF Uncon 17 | Children's TV show | Water efficiency customer education / awareness | Customer Options | Company Wide | Unconstrained | N | N/A | N/A | N | N | N | N | N | N | N | Each option was taken through a scoping process to ensure it is feasible. The process was designed to assess whether it was appropriate to take each option forward. Each option was rated 1-5 depending on their impact/value for several different categories and those that showed a final rating of above 60% were deemed as feasible options. This option scored less than 60%. Please refer to the Methodology document provided for definitions and scoring information. | N/A | N/A | N/A | 0 | N/A | 0 | N/A | N/A | N/A | N/A | N/A | N/A | N/A | 0 | N/A | N/A | N/A | N/A | N/A | N/A | N/A | N/A | N/A | N/A | N/A | N/A | N/A | N/A | N/A
51dU | WEF Uncon 18 | Garden Report for individuals | Other water efficiency | Customer Options | Company Wide | Unconstrained | N | N/A | N/A | N | N | N | N | N | N | N | Each option was taken through a scoping process to ensure it is feasible. The process was designed to assess whether it was appropriate to take each option forward. Each option was rated 1-5 depending on their impact/value for several different categories and those that showed a final rating of above 60% were deemed as feasible options. This option scored less than 60%. Please refer to the Methodology document provided for definitions and scoring information. | N/A | N/A | N/A | 0 | N/A | 0 | N/A | N/A | N/A | N/A | N/A | N/A | N/A | 0 | N/A | N/A | N/A | N/A | N/A | N/A | N/A | N/A | N/A | N/A | N/A | N/A | N/A | N/A | N/A
51dP | WEF Smart 1 | Flow restrictor install along with smart meter install - compulsory/opt out | Other water efficiency | Customer Options | Company Wide | Preferred | N | N/A | DMO 5 | Y | Y | Y | Y | N | Y | Y | N/A | N/A | N/A | 1.1304 | 0 | 2025 | 0 | 0.089203 | 0.078068 | 1.1304 | 1.1304 | N/A | N/A | N/A | 0 | 0.6387 | 0.72197 | N/A | N/A | N/A | N/A | N/A | N/A | N/A | N/A | N/A | N/A | N/A | N/A | N/A
51dP | WEF Smart 2 | Education through engagement on door step at point of meter install | Water efficiency customer education / awareness | Customer Options | Company Wide | Preferred | N | N/A | DMO 5 | Y | Y | Y | Y | N | Y | Y | N/A | N/A | N/A | 0.29684 | 0 | 2025 | 0 | 0.014336 | 0.012547 | 0.29684 | 0.29684 | N/A | N/A | N/A | 0 | 0.39089 | 0.11603 | N/A | N/A | N/A | N/A | N/A | N/A | N/A | N/A | N/A | N/A | N/A | N/A | N/A
51dP | WEF Smart 3 | Education through leave behind at point of install | Water efficiency customer education / awareness | Customer Options | Company Wide | Preferred | N | N/A | DMO 5 | Y | Y | Y | Y | N | Y | Y | N/A | N/A | N/A | 0.13879 | 0 | 2025 | 0 | 0.20739 | 0.18034 | 0.13879 | 0.13879 | N/A | N/A | N/A | 0 | 11.8428 | 1.6437 | N/A | N/A | N/A | N/A | N/A | N/A | N/A | N/A | N/A | N/A | N/A | N/A | N/A
51dP | WEF Smart 4 | Leak repair (toilet) at point of install | Other water efficiency | Customer Options | Company Wide | Preferred | N | N/A | DMO 5 | Y | Y | Y | Y | N | Y | Y | N/A | N/A | N/A | 0.0053953 | 0 | 2025 | 0 | 0.0066514 | 0.0058151 | 0.0053953 | 0.0053953 | N/A | N/A | N/A | 0 | 9.9783 | 0.053836 | N/A | N/A | N/A | N/A | N/A | N/A | N/A | N/A | N/A | N/A | N/A | N/A | N/A
51dP | WEF Smart 5 | Leak repair (taps, boiler overflow) at point of install | Other water efficiency | Customer Options | Company Wide | Preferred | N | N/A | DMO 5 | Y | Y | Y | Y | N | Y | Y | N/A | N/A | N/A | 4.0259 | 0 | 2025 | 0 | 0.22632 | 0.19786 | 4.0259 | 4.0259 | N/A | N/A | N/A | 0 | 0.45501 | 1.8318 | N/A | N/A | N/A | N/A | N/A | N/A | N/A | N/A | N/A | N/A | N/A | N/A | N/A
51dP | WEF Smart 6 | Leak check at point of install - no repair completed | Other water efficiency | Customer Options | Company Wide | Preferred | N | N/A | DMO 5 | Y | Y | Y | Y | N | Y | Y | N/A | N/A | N/A | 0.32499 | 0 | 2025 | 0 | 0.061374 | 0.053657 | 0.32499 | 0.32499 | N/A | N/A | N/A | 0 | 1.5285 | 0.49676 | N/A | N/A | N/A | N/A | N/A | N/A | N/A | N/A | N/A | N/A | N/A | N/A | N/A
51dP | WEF Smart 7 | Water saving product installation at point of install - tap inserts, shower timer etc | Other water efficiency | Customer Options | Company Wide | Preferred | N | N/A | DMO 5 | Y | Y | Y | Y | N | Y | Y | N/A | N/A | N/A | 0.69397 | 0 | 2025 | 0 | 0.071212 | 0.061924 | 0.69397 | 0.69397 | N/A | N/A | N/A | 0 | 0.8133 | 0.56441 | N/A | N/A | N/A | N/A | N/A | N/A | N/A | N/A | N/A | N/A | N/A | N/A | N/A
51dP | WEF Smart 8 | Water Saving Visit at point of install for high water using properties | Household water audit | Customer Options | Company Wide | Preferred | N | N/A | DMO 5 | Y | Y | Y | Y | N | Y | Y | N/A | N/A | N/A | 0.61311 | 0 | 2025 | 0 | 0.13567 | 0.11997 | 0.61311 | 0.61311 | N/A | N/A | N/A | 0 | 1.8707 | 1.1469 | N/A | N/A | N/A | N/A | N/A | N/A | N/A | N/A | N/A | N/A | N/A | N/A | N/A
51dP | WE NHH 1 | Customer side leakage education | Water efficiency customer education / awareness | Customer Options | Company Wide | Preferred | N | N/A | N/A | Y | Y | Y | Y | N | Y | Y | N/A | N/A | N/A | 0.21183 | 0 | 2025 | 0 | 0.0015907 | 0.0015907 | 0.21183 | 0.21183 | N/A | N/A | N/A | 0 | 0.14276 | 0.03024 | N/A | N/A | N/A | N/A | N/A | N/A | N/A | N/A | N/A | N/A | N/A | N/A | N/A
51dP | WE NHH 2 | Find & Fix - Leaky Loos (NHH self checks/repair) | Other water efficiency | Customer Options | Company Wide | Preferred | N | N/A | N/A | Y | Y | Y | Y | N | Y | Y | N/A | N/A | N/A | 0.36313 | 0 | 2025 | 0 | 0.00020825 | 0.00020825 | 0.36313 | 0.36313 | N/A | N/A | N/A | 0 | 0.007148 | 0.0025957 | N/A | N/A | N/A | N/A | N/A | N/A | N/A | N/A | N/A | N/A | N/A | N/A | N/A
51dP | WE NHH 3 | Find and Fix - Leaky Loos (NHH contractors/cleaners - free repair) | Other water efficiency | Customer Options | Company Wide | Preferred | N | N/A | N/A | Y | Y | Y | Y | N | Y | Y | N/A | N/A | N/A | 0.66575 | 0 | 2025 | 0 | 0.031579 | 0.031579 | 0.66575 | 0.66575 | N/A | N/A | N/A | 0 | 0.64753 | 0.43109 | N/A | N/A | N/A | N/A | N/A | N/A | N/A | N/A | N/A | N/A | N/A | N/A | N/A
51dP | WE NHH 4 | Garden centre changes | Rainwater harvesting | Customer Options | Company Wide | Preferred | N | N/A | N/A | Y | Y | Y | Y | N | Y | Y | N/A | N/A | N/A | 0.000563 | 0 | 2025 | 0 | 0.0018311 | 0.0018311 | 0.000563 | 0.000563 | N/A | N/A | N/A | 0 | 159.7793 | 0.089956 | N/A | N/A | N/A | N/A | N/A | N/A | N/A | N/A | N/A | N/A | N/A | N/A | N/A
51dP | WE NHH 5 | Domestic use Self-serve | Other water efficiency | Customer Options | Company Wide | Preferred | N | N/A | N/A | Y | Y | Y | Y | N | Y | Y | N/A | N/A | N/A | 0.021112 | 0 | 2025 | 0 | 0.0029194 | 0.0029194 | 0.021112 | 0.021112 | N/A | N/A | N/A | 0 | 2.1346 | 0.045067 | N/A | N/A | N/A | N/A | N/A | N/A | N/A | N/A | N/A | N/A | N/A | N/A | N/A
51dP | WE NHH 6 | Alerts for NHH - customer specific | Other water efficiency | Customer Options | Company Wide | Preferred | N | N/A | N/A | Y | Y | Y | Y | N | Y | Y | N/A | N/A | N/A | 0.021112 | 0 | 2025 | 0 | 0.00039321 | 0.00039321 | 0.021112 | 0.021112 | N/A | N/A | N/A | 0 | 0.28751 | 0.0060699 | N/A | N/A | N/A | N/A | N/A | N/A | N/A | N/A | N/A | N/A | N/A | N/A | N/A
51dP | WE NHH 7 | Educational Building retrofit and reviews (University/College) | Non-household water audit | Customer Options | Company Wide | Preferred | N | N/A | N/A | Y | Y | Y | Y | N | Y | Y | N/A | N/A | N/A | 0 | 0 | 2025 | 0 | 0 | 0 | 0 | 0 | 0 | 0 | 0 | 0 | 0 | 0.014084 | N/A | N/A | N/A | N/A | N/A | N/A | N/A | N/A | N/A | N/A | N/A | N/A | N/A
51dP | WE NHH 8 | Free Water Efficiency Assessments for NHHs | Other water efficiency | Customer Options | Company Wide | Preferred | N | N/A | N/A | Y | Y | Y | Y | N | Y | Y | N/A | N/A | N/A | 0.03378 | 0 | 2025 | 0 | 0.0030739 | 0.0030739 | 0.03378 | 0.03378 | N/A | N/A | N/A | 0 | 3.7938 | 0.12815 | N/A | N/A | N/A | N/A | N/A | N/A | N/A | N/A | N/A | N/A | N/A | N/A | N/A
51dP | WE NHH 9 | Free Water Efficiency Visits for NHHs | Non-household water audit | Customer Options | Company Wide | Preferred | N | N/A | N/A | Y | Y | Y | Y | N | Y | Y | N/A | N/A | N/A | 0.42225 | 0 | 2025 | 0 | 0.029655 | 0.029655 | 0.42225 | 0.42225 | N/A | N/A | N/A | 0 | 2.928 | 1.2363 | N/A | N/A | N/A | N/A | N/A | N/A | N/A | N/A | N/A | N/A | N/A | N/A | N/A
51dP | WE NHH 10 | Hairdresser Visits | Non-household water audit | Customer Options | Company Wide | Preferred | N | N/A | N/A | Y | Y | Y | Y | N | Y | Y | N/A | N/A | N/A | 0.014685 | 0 | 2025 | 0 | 0.00098224 | 0.00098224 | 0.014685 | 0.014685 | N/A | N/A | N/A | 0 | 1.2926 | 0.018982 | N/A | N/A | N/A | N/A | N/A | N/A | N/A | N/A | N/A | N/A | N/A | N/A | N/A
51dP | WE NHH 11 | Hotel Visits | Non-household water audit | Customer Options | Company Wide | Preferred | N | N/A | N/A | Y | Y | Y | Y | N | Y | Y | N/A | N/A | N/A | 0.11132 | 0 | 2025 | 0 | 0.0031509 | 0.0031509 | 0.11132 | 0.11132 | N/A | N/A | N/A | 0 | 0.62054 | 0.06908 | N/A | N/A | N/A | N/A | N/A | N/A | N/A | N/A | N/A | N/A | N/A | N/A | N/A
51dP | WE NHH 12 | Leak investigation | Other water efficiency | Customer Options | Company Wide | Preferred | N | N/A | N/A | Y | Y | Y | Y | N | Y | Y | N/A | N/A | N/A | 0.25335 | 0 | 2025 | 0 | 0.033054 | 0.033054 | 0.25335 | 0.25335 | N/A | N/A | N/A | 0 | 2.8564 | 0.72366 | N/A | N/A | N/A | N/A | N/A | N/A | N/A | N/A | N/A | N/A | N/A | N/A | N/A
51dP | WE NHH 13 | Leisure Centre Visits | Non-household water audit | Customer Options | Company Wide | Preferred | N | N/A | N/A | Y | Y | Y | Y | N | Y | Y | N/A | N/A | N/A | 0.032039 | 0 | 2025 | 0 | 0.0012454 | 0.0012454 | 0.032039 | 0.032039 | N/A | N/A | N/A | 0 | 1.6225 | 0.051985 | N/A | N/A | N/A | N/A | N/A | N/A | N/A | N/A | N/A | N/A | N/A | N/A | N/A
51dP | WE NHH 14 | Multi-business site Visits | Non-household water audit | Customer Options | Company Wide | Preferred | N | N/A | N/A | Y | Y | Y | Y | N | Y | Y | N/A | N/A | N/A | 0.093411 | 0 | 2025 | 0 | 0.0033008 | 0.0033008 | 0.093411 | 0.093411 | N/A | N/A | N/A | 0 | 1.1226 | 0.10487 | N/A | N/A | N/A | N/A | N/A | N/A | N/A | N/A | N/A | N/A | N/A | N/A | N/A
51dP | WE NHH 15 | Office Visits | Non-household water audit | Customer Options | Company Wide | Preferred | N | N/A | N/A | Y | Y | Y | Y | N | Y | Y | N/A | N/A | N/A | 0.97145 | 0 | 2025 | 0 | 0.055294 | 0.055294 | 0.97145 | 0.97145 | N/A | N/A | N/A | 0 | 0.94155 | 0.91468 | N/A | N/A | N/A | N/A | N/A | N/A | N/A | N/A | N/A | N/A | N/A | N/A | N/A
51dP | WE NHH 16 | Pub Visits | Non-household water audit | Customer Options | Company Wide | Preferred | N | N/A | N/A | Y | Y | Y | Y | N | Y | Y | N/A | N/A | N/A | 0.19384 | 0 | 2025 | 0 | 0.0083894 | 0.0083894 | 0.19384 | 0.19384 | N/A | N/A | N/A | 0 | 0.81366 | 0.15772 | N/A | N/A | N/A | N/A | N/A | N/A | N/A | N/A | N/A | N/A | N/A | N/A | N/A
51dP | WE NHH 17 | Restaurant Visits | Non-household water audit | Customer Options | Company Wide | Preferred | N | N/A | N/A | Y | Y | Y | Y | N | Y | Y | N/A | N/A | N/A | 0.052922 | 0 | 2025 | 0 | 0.004576 | 0.004576 | 0.052922 | 0.052922 | N/A | N/A | N/A | 0 | 1.0917 | 0.057774 | N/A | N/A | N/A | N/A | N/A | N/A | N/A | N/A | N/A | N/A | N/A | N/A | N/A
51dP | WE NHH 18 | School Visits | Non-household water audit | Customer Options | Company Wide | Preferred | N | N/A | N/A | Y | Y | Y | Y | N | Y | Y | N/A | N/A | N/A | 0.28339 | 0 | 2025 | 0 | 0.0069195 | 0.0069195 | 0.28339 | 0.28339 | N/A | N/A | N/A | 0 | 0.37358 | 0.10587 | N/A | N/A | N/A | N/A | N/A | N/A | N/A | N/A | N/A | N/A | N/A | N/A | N/A
51dP | WE NHH 19 | Shop Visits | Non-household water audit | Customer Options | Company Wide | Preferred | N | N/A | N/A | Y | Y | Y | Y | N | Y | Y | N/A | N/A | N/A | 0.54628 | 0 | 2025 | 0 | 0.038923 | 0.038923 | 0.54628 | 0.54628 | N/A | N/A | N/A | 0 | 1.1018 | 0.60187 | N/A | N/A | N/A | N/A | N/A | N/A | N/A | N/A | N/A | N/A | N/A | N/A | N/A
51dP | WE NHH 20 | Toilet replacements | Other water efficiency | Customer Options | Company Wide | Preferred | N | N/A | N/A | Y | Y | Y | Y | N | Y | Y | N/A | N/A | N/A | 0 | 0 | 2025 | 0 | 0 | 0 | 0 | 0 | 0 | 0 | 0 | 0 | 0 | 0 | N/A | N/A | N/A | N/A | N/A | N/A | N/A | N/A | N/A | N/A | N/A | N/A | N/A
51dP | WE NHH 21 | Specialist Industrial Consultancy | Non-household water audit | Customer Options | Company Wide | Preferred | N | N/A | N/A | Y | Y | Y | Y | N | Y | Y | N/A | N/A | N/A | 2.4645 | 0 | 2025 | 0 | 0.087867 | 0.087867 | 2.4645 | 2.4645 | N/A | N/A | N/A | 0 | 0.50124 | 1.2353 | N/A | N/A | N/A | N/A | N/A | N/A | N/A | N/A | N/A | N/A | N/A | N/A | N/A
51dP | WE NHH 22 | Golf course water efficiency | Rainwater harvesting | Customer Options | Company Wide | Preferred | N | N/A | N/A | Y | Y | Y | Y | N | Y | Y | N/A | N/A | N/A | 0 | 0 | 2025 | 0 | 0 | 0 | 0 | 0 | 0 | 0 | 0 | 0 | 0 | 0.72903 | N/A | N/A | N/A | N/A | N/A | N/A | N/A | N/A | N/A | N/A | N/A | N/A | N/A
51dP | WE NHH 23 | Residential care audits | Non-household water audit | Customer Options | Company Wide | Preferred | N | N/A | N/A | Y | Y | Y | Y | N | Y | Y | N/A | N/A | N/A | 0.0046917 | 0 | 2025 | 0 | 0.00076152 | 0.00076152 | 0.0046917 | 0.0046917 | N/A | N/A | N/A | 0 | 1.9824 | 0.0093006 | N/A | N/A | N/A | N/A | N/A | N/A | N/A | N/A | N/A | N/A | N/A | N/A | N/A
51dU | WE NHH Con 1 | Rainwater garden/external use | Rainwater harvesting | Customer Options | Company Wide | Unconstrained | N | N/A | N/A | N | N | N | N | N | N | N | This option scored less than 60% or had no available data on potential impact available. Please refer to ESW Water Efficiency WRMP24 Technical Report for definitions and scoring information. | N/A | N/A | N/A | 0 | N/A | 0 | N/A | N/A | N/A | N/A | N/A | N/A | N/A | 0 | N/A | N/A | N/A | N/A | N/A | N/A | N/A | N/A | N/A | N/A | N/A | N/A | N/A | N/A | N/A
51dU | WE NHH Con 2 | Landscaping redesign | Other water efficiency | Customer Options | Company Wide | Unconstrained | N | N/A | N/A | N | N | N | N | N | N | N | This option scored less than 60% or had no available data on potential impact available. Please refer to ESW Water Efficiency WRMP24 Technical Report for definitions and scoring information. | N/A | N/A | N/A | 0 | N/A | 0 | N/A | N/A | N/A | N/A | N/A | N/A | N/A | 0 | N/A | N/A | N/A | N/A | N/A | N/A | N/A | N/A | N/A | N/A | N/A | N/A | N/A | N/A | N/A
51dU | WE NHH Con 3 | Alternative water | Other water efficiency | Customer Options | Company Wide | Unconstrained | N | N/A | N/A | N | N | N | N | N | N | N | This option scored less than 60% or had no available data on potential impact available. Please refer to ESW Water Efficiency WRMP24 Technical Report for definitions and scoring information. | N/A | N/A | N/A | 0 | N/A | 0 | N/A | N/A | N/A | N/A | N/A | N/A | N/A | 0 | N/A | N/A | N/A | N/A | N/A | N/A | N/A | N/A | N/A | N/A | N/A | N/A | N/A | N/A | N/A
51dU | WE NHH Con 4 | Garden centre changes | Rainwater harvesting | Customer Options | Company Wide | Unconstrained | N | N/A | N/A | N | N | N | N | N | N | N | This option scored less than 60% or had no available data on potential impact available. Please refer to ESW Water Efficiency WRMP24 Technical Report for definitions and scoring information. | N/A | N/A | N/A | 0 | N/A | 0 | N/A | N/A | N/A | N/A | N/A | N/A | N/A | 0 | N/A | N/A | N/A | N/A | N/A | N/A | N/A | N/A | N/A | N/A | N/A | N/A | N/A | N/A | N/A
51dU | WE NHH Con 5 | Water butt installs | Other water efficiency | Customer Options | Company Wide | Unconstrained | N | N/A | N/A | N | N | N | N | N | N | N | This option scored less than 60% or had no available data on potential impact available. Please refer to ESW Water Efficiency WRMP24 Technical Report for definitions and scoring information. | N/A | N/A | N/A | 0 | N/A | 0 | N/A | N/A | N/A | N/A | N/A | N/A | N/A | 0 | N/A | N/A | N/A | N/A | N/A | N/A | N/A | N/A | N/A | N/A | N/A | N/A | N/A | N/A | N/A
51dU | WE NHH Con 6 | Dry cleaning measures | Other water efficiency | Customer Options | Company Wide | Unconstrained | N | N/A | N/A | N | N | N | N | N | N | N | This option scored less than 60% or had no available data on potential impact available. Please refer to ESW Water Efficiency WRMP24 Technical Report for definitions and scoring information. | N/A | N/A | N/A | 0 | N/A | 0 | N/A | N/A | N/A | N/A | N/A | N/A | N/A | 0 | N/A | N/A | N/A | N/A | N/A | N/A | N/A | N/A | N/A | N/A | N/A | N/A | N/A | N/A | N/A
51dU | WE NHH Con 7 | Dry washing measures | Other water efficiency | Customer Options | Company Wide | Unconstrained | N | N/A | N/A | N | N | N | N | N | N | N | This option scored less than 60% or had no available data on potential impact available. Please refer to ESW Water Efficiency WRMP24 Technical Report for definitions and scoring information. | N/A | N/A | N/A | 0 | N/A | 0 | N/A | N/A | N/A | N/A | N/A | N/A | N/A | 0 | N/A | N/A | N/A | N/A | N/A | N/A | N/A | N/A | N/A | N/A | N/A | N/A | N/A | N/A | N/A
51dU | WE NHH Con 8 | Waterless Technology | Other water efficiency | Customer Options | Company Wide | Unconstrained | N | N/A | N/A | N | N | N | N | N | N | N | This option scored less than 60% or had no available data on potential impact available. Please refer to ESW Water Efficiency WRMP24 Technical Report for definitions and scoring information. | N/A | N/A | N/A | 0 | N/A | 0 | N/A | N/A | N/A | N/A | N/A | N/A | N/A | 0 | N/A | N/A | N/A | N/A | N/A | N/A | N/A | N/A | N/A | N/A | N/A | N/A | N/A | N/A | N/A
51dU | WE NHH Con 9 | Ensure all NHH have meters | Other water efficiency | Customer Options | Company Wide | Unconstrained | N | N/A | N/A | N | N | N | N | N | N | N | This option scored less than 60% or had no available data on potential impact available. Please refer to ESW Water Efficiency WRMP24 Technical Report for definitions and scoring information. | N/A | N/A | N/A | 0 | N/A | 0 | N/A | N/A | N/A | N/A | N/A | N/A | N/A | 0 | N/A | N/A | N/A | N/A | N/A | N/A | N/A | N/A | N/A | N/A | N/A | N/A | N/A | N/A | N/A
51dU | WE NHH Con 10 | Understanding of metering | Other water efficiency | Customer Options | Company Wide | Unconstrained | N | N/A | N/A | N | N | N | N | N | N | N | This option scored less than 60% or had no available data on potential impact available. Please refer to ESW Water Efficiency WRMP24 Technical Report for definitions and scoring information. | N/A | N/A | N/A | 0 | N/A | 0 | N/A | N/A | N/A | N/A | N/A | N/A | N/A | 0 | N/A | N/A | N/A | N/A | N/A | N/A | N/A | N/A | N/A | N/A | N/A | N/A | N/A | N/A | N/A
51dU | WE NHH Con 11 | Chamber of Commerce Support | Other water efficiency | Customer Options | Company Wide | Unconstrained | N | N/A | N/A | N | N | N | N | N | N | N | This option scored less than 60% or had no available data on potential impact available. Please refer to ESW Water Efficiency WRMP24 Technical Report for definitions and scoring information. | N/A | N/A | N/A | 0 | N/A | 0 | N/A | N/A | N/A | N/A | N/A | N/A | N/A | 0 | N/A | N/A | N/A | N/A | N/A | N/A | N/A | N/A | N/A | N/A | N/A | N/A | N/A | N/A | N/A
51dU | WE NHH Con 12 | Creative and Innovation Funds for Water and Energy Efficiency | Other water efficiency | Customer Options | Company Wide | Unconstrained | N | N/A | N/A | N | N | N | N | N | N | N | This option scored less than 60% or had no available data on potential impact available. Please refer to ESW Water Efficiency WRMP24 Technical Report for definitions and scoring information. | N/A | N/A | N/A | 0 | N/A | 0 | N/A | N/A | N/A | N/A | N/A | N/A | N/A | 0 | N/A | N/A | N/A | N/A | N/A | N/A | N/A | N/A | N/A | N/A | N/A | N/A | N/A | N/A | N/A
51dU | WE NHH Con 13 | Farmer fund | Other water efficiency | Customer Options | Company Wide | Unconstrained | N | N/A | N/A | N | N | N | N | N | N | N | This option scored less than 60% or had no available data on potential impact available. Please refer to ESW Water Efficiency WRMP24 Technical Report for definitions and scoring information. | N/A | N/A | N/A | 0 | N/A | 0 | N/A | N/A | N/A | N/A | N/A | N/A | N/A | 0 | N/A | N/A | N/A | N/A | N/A | N/A | N/A | N/A | N/A | N/A | N/A | N/A | N/A | N/A | N/A
51dU | WE NHH Con 14 | Incentives | Other water efficiency | Customer Options | Company Wide | Unconstrained | N | N/A | N/A | N | N | N | N | N | N | N | This option scored less than 60% or had no available data on potential impact available. Please refer to ESW Water Efficiency WRMP24 Technical Report for definitions and scoring information. | N/A | N/A | N/A | 0 | N/A | 0 | N/A | N/A | N/A | N/A | N/A | N/A | N/A | 0 | N/A | N/A | N/A | N/A | N/A | N/A | N/A | N/A | N/A | N/A | N/A | N/A | N/A | N/A | N/A
51dU | WE NHH Con 15 | Outside Taps | Other water efficiency | Customer Options | Company Wide | Unconstrained | N | N/A | N/A | N | N | N | N | N | N | N | This option scored less than 60% or had no available data on potential impact available. Please refer to ESW Water Efficiency WRMP24 Technical Report for definitions and scoring information. | N/A | N/A | N/A | 0 | N/A | 0 | N/A | N/A | N/A | N/A | N/A | N/A | N/A | 0 | N/A | N/A | N/A | N/A | N/A | N/A | N/A | N/A | N/A | N/A | N/A | N/A | N/A | N/A | N/A
51dU | WE NHH Con 16 | Rebates for Water Efficient Products | Other water efficiency | Customer Options | Company Wide | Unconstrained | N | N/A | N/A | N | N | N | N | N | N | N | This option scored less than 60% or had no available data on potential impact available. Please refer to ESW Water Efficiency WRMP24 Technical Report for definitions and scoring information. | N/A | N/A | N/A | 0 | N/A | 0 | N/A | N/A | N/A | N/A | N/A | N/A | N/A | 0 | N/A | N/A | N/A | N/A | N/A | N/A | N/A | N/A | N/A | N/A | N/A | N/A | N/A | N/A | N/A
51dU | WE NHH Con 17 | Supporting SMEs with Water and Energy funds | Other water efficiency | Customer Options | Company Wide | Unconstrained | N | N/A | N/A | N | N | N | N | N | N | N | This option scored less than 60% or had no available data on potential impact available. Please refer to ESW Water Efficiency WRMP24 Technical Report for definitions and scoring information. | N/A | N/A | N/A | 0 | N/A | 0 | N/A | N/A | N/A | N/A | N/A | N/A | N/A | 0 | N/A | N/A | N/A | N/A | N/A | N/A | N/A | N/A | N/A | N/A | N/A | N/A | N/A | N/A | N/A
51dU | WE NHH Con 18 | Surveys and data gathering | Other water efficiency | Customer Options | Company Wide | Unconstrained | N | N/A | N/A | N | N | N | N | N | N | N | This option scored less than 60% or had no available data on potential impact available. Please refer to ESW Water Efficiency WRMP24 Technical Report for definitions and scoring information. | N/A | N/A | N/A | 0 | N/A | 0 | N/A | N/A | N/A | N/A | N/A | N/A | N/A | 0 | N/A | N/A | N/A | N/A | N/A | N/A | N/A | N/A | N/A | N/A | N/A | N/A | N/A | N/A | N/A
51dU | WE NHH Con 19 | Regulation / litigation changes | Other water efficiency | Customer Options | Company Wide | Unconstrained | N | N/A | N/A | N | N | N | N | N | N | N | This option scored less than 60% or had no available data on potential impact available. Please refer to ESW Water Efficiency WRMP24 Technical Report for definitions and scoring information. | N/A | N/A | N/A | 0 | N/A | 0 | N/A | N/A | N/A | N/A | N/A | N/A | N/A | 0 | N/A | N/A | N/A | N/A | N/A | N/A | N/A | N/A | N/A | N/A | N/A | N/A | N/A | N/A | N/A
51dU | WE NHH Con 20 | Reducing Pressures | Other water efficiency | Customer Options | Company Wide | Unconstrained | N | N/A | N/A | N | N | N | N | N | N | N | This option scored less than 60% or had no available data on potential impact available. Please refer to ESW Water Efficiency WRMP24 Technical Report for definitions and scoring information. | N/A | N/A | N/A | 0 | N/A | 0 | N/A | N/A | N/A | N/A | N/A | N/A | N/A | 0 | N/A | N/A | N/A | N/A | N/A | N/A | N/A | N/A | N/A | N/A | N/A | N/A | N/A | N/A | N/A
51dU | WE NHH Con 21 | NHH Training - Maintenance Teams | Other water efficiency | Customer Options | Company Wide | Unconstrained | N | N/A | N/A | N | N | N | N | N | N | N | This option scored less than 60% or had no available data on potential impact available. Please refer to ESW Water Efficiency WRMP24 Technical Report for definitions and scoring information. | N/A | N/A | N/A | 0 | N/A | 0 | N/A | N/A | N/A | N/A | N/A | N/A | N/A | 0 | N/A | N/A | N/A | N/A | N/A | N/A | N/A | N/A | N/A | N/A | N/A | N/A | N/A | N/A | N/A
51dU | WE NHH Con 22 | Online Digital Tool - Water Efficiency Calculator for Businesses | Other water efficiency | Customer Options | Company Wide | Unconstrained | N | N/A | N/A | N | N | N | N | N | N | N | This option scored less than 60% or had no available data on potential impact available. Please refer to ESW Water Efficiency WRMP24 Technical Report for definitions and scoring information. | N/A | N/A | N/A | 0 | N/A | 0 | N/A | N/A | N/A | N/A | N/A | N/A | N/A | 0 | N/A | N/A | N/A | N/A | N/A | N/A | N/A | N/A | N/A | N/A | N/A | N/A | N/A | N/A | N/A
51dU | WE NHH Con 23 | Water Efficiency Guidance for Businesses | Other water efficiency | Customer Options | Company Wide | Unconstrained | N | N/A | N/A | N | N | N | N | N | N | N | This option scored less than 60% or had no available data on potential impact available. Please refer to ESW Water Efficiency WRMP24 Technical Report for definitions and scoring information. | N/A | N/A | N/A | 0 | N/A | 0 | N/A | N/A | N/A | N/A | N/A | N/A | N/A | 0 | N/A | N/A | N/A | N/A | N/A | N/A | N/A | N/A | N/A | N/A | N/A | N/A | N/A | N/A | N/A
51dU | WE NHH Con 24 | Working with Universities for Research and retrofits | Other water efficiency | Customer Options | Company Wide | Unconstrained | N | N/A | N/A | N | N | N | N | N | N | N | This option scored less than 60% or had no available data on potential impact available. Please refer to ESW Water Efficiency WRMP24 Technical Report for definitions and scoring information. | N/A | N/A | N/A | 0 | N/A | 0 | N/A | N/A | N/A | N/A | N/A | N/A | N/A | 0 | N/A | N/A | N/A | N/A | N/A | N/A | N/A | N/A | N/A | N/A | N/A | N/A | N/A | N/A | N/A
51dU | WE NHH Con 25 | Process water | Other water efficiency | Customer Options | Company Wide | Unconstrained | N | N/A | N/A | N | N | N | N | N | N | N | This option scored less than 60% or had no available data on potential impact available. Please refer to ESW Water Efficiency WRMP24 Technical Report for definitions and scoring information. | N/A | N/A | N/A | 0 | N/A | 0 | N/A | N/A | N/A | N/A | N/A | N/A | N/A | 0 | N/A | N/A | N/A | N/A | N/A | N/A | N/A | N/A | N/A | N/A | N/A | N/A | N/A | N/A | N/A
#N/A |  |  |  | #N/A
#N/A |  |  |  | #N/A
#N/A |  |  |  | #N/A
#N/A |  |  |  | #N/A
#N/A |  |  |  | #N/A
#N/A |  |  |  | #N/A
#N/A |  |  |  | #N/A
#N/A |  |  |  | #N/A
#N/A |  |  |  | #N/A
#N/A |  |  |  | #N/A
#N/A |  |  |  | #N/A
#N/A |  |  |  | #N/A
#N/A |  |  |  | #N/A
#N/A |  |  |  | #N/A
#N/A |  |  |  | #N/A
#N/A |  |  |  | #N/A
#N/A |  |  |  | #N/A
#N/A |  |  |  | #N/A
#N/A |  |  |  | #N/A
#N/A |  |  |  | #N/A
#N/A |  |  |  | #N/A
#N/A |  |  |  | #N/A
#N/A |  |  |  | #N/A
#N/A |  |  |  | #N/A
#N/A |  |  |  | #N/A
#N/A |  |  |  | #N/A
#N/A |  |  |  | #N/A
#N/A |  |  |  | #N/A
#N/A |  |  |  | #N/A
#N/A |  |  |  | #N/A
#N/A |  |  |  | #N/A
#N/A |  |  |  | #N/A
#N/A |  |  |  | #N/A
Note on AJ5: [Threaded comment] Your version of Excel allows you to read this threaded comment; however, any edits to it will get removed if the file is opened in a newer version of Excel. Learn more: https://go.microsoft.com/fwlink/?linkid=870924 Comment: Monetised (£NPV) impact of the option on natural capital e.g. change to land use, recreation. (assumes 30 years of benefits)

## 5. Options Benefits
Water Company | Essex & Suffolk Water | Version | 12 |  | Back to title page | [13 empty] | -1
Table 5: WRZ Level - Options Benefits | [9 empty] | Gains in Water Available For Use / Savings in Demand under the selected programme (Ml/d) input as +ve
WRMP24 Reference | Option name | Option ID | Option Type (defined list) | Option Group | Sub-option (Y/N) | Preferred (most likely), Least Cost, Ofwat Core or Alternative Programme | WRZ (defined list) | Unit | Decimal places | 2019-20 | 2020-21 | 2021-22 | 2022-23 | 2023-24 | 2024-25 | 2025-26 | 2026-27 | 2027-28 | 2028-29 | 2029-30 | 2030-31 | 2031-32 | 2032-33 | 2033-34 | 2034-35 | 2035-36 | 2036-37 | 2037-38 | 2038-39 | 2039-40 | 2040-41 | 2041-42 | 2042-43 | 2043-44 | 2044-45 | 2045-46 | 2046-47 | 2047-48 | 2048-49 | 2049-50 | 2050-51 | 2051-52 | 2052-53 | 2053-54 | 2054-55 | 2055-56 | 2056-57 | 2057-58 | 2058-59 | 2059-60 | 2060-61 | 2061-62 | 2062-63 | 2063-64 | 2064-65 | 2065-66 | 2066-67 | 2067-68 | 2068-69 | 2069-70 | 2070-71 | 2071-72 | 2072-73 | 2073-74 | 2074-75 | 2075-76 | 2076-77 | 2077-78 | 2078-79 | 2079-80 | 2080-81 | 2081-82 | 2082-83 | 2083-84 | 2084-85 | 2085-86 | 2086-87 | 2087-88 | 2088-89 | 2089-90 | 2090-91 | 2091-92 | 2092-93 | 2093-94 | 2094-95 | 2095-96 | 2096-97 | 2097-98 | 2098-99 | 2099-100 | 2099-101
52dP | Benefit of 1 in 200 year DO | 1 in 200 DO | Change in levels of service | Customer Options | N | Preferred | ESWESX | Ml/d | 2 | Gains in Water Available For Use / Savings in Demand under the selected programme (Ml/d) input as +ve 2021-22: 16.2; Gains in Water Available For Use / Savings in Demand under the selected programme (Ml/d) input as +ve 2022-23: 16.2; Gains in Water Available For Use / Savings in Demand under the selected programme (Ml/d) input as +ve 2023-24: 16.2; Gains in Water Available For Use / Savings in Demand under the selected programme (Ml/d) input as +ve 2024-25: 16.2; Gains in Water Available For Use / Savings in Demand under the selected programme (Ml/d) input as +ve 2025-26: 16.2; Gains in Water Available For Use / Savings in Demand under the selected programme (Ml/d) input as +ve 2026-27: 16.2; Gains in Water Available For Use / Savings in Demand under the selected programme (Ml/d) input as +ve 2027-28: 16.2; Gains in Water Available For Use / Savings in Demand under the selected programme (Ml/d) input as +ve 2028-29: 16.2; Gains in Water Available For Use / Savings in Demand under the selected programme (Ml/d) input as +ve 2029-30: 16.2; Gains in Water Available For Use / Savings in Demand under the selected programme (Ml/d) input as +ve 2030-31: 16.2; Gains in Water Available For Use / Savings in Demand under the selected programme (Ml/d) input as +ve 2031-32: 0; Gains in Water Available For Use / Savings in Demand under the selected programme (Ml/d) input as +ve 2032-33: 0; Gains in Water Available For Use / Savings in Demand under the selected programme (Ml/d) input as +ve 2033-34: 0; Gains in Water Available For Use / Savings in Demand under the selected programme (Ml/d) input as +ve 2034-35: 0; Gains in Water Available For Use / Savings in Demand under the selected programme (Ml/d) input as +ve 2035-36: 0; Gains in Water Available For Use / Savings in Demand under the selected programme (Ml/d) input as +ve 2036-37: 0; Gains in Water Available For Use / Savings in Demand under the selected programme (Ml/d) input as +ve 2037-38: 0; Gains in Water Available For Use / Savings in Demand under the selected programme (Ml/d) input as +ve 2038-39: 0; Gains in Water Available For Use / Savings in Demand under the selected programme (Ml/d) input as +ve 2039-40: 0; Gains in Water Available For Use / Savings in Demand under the selected programme (Ml/d) input as +ve 2040-41: 0; Gains in Water Available For Use / Savings in Demand under the selected programme (Ml/d) input as +ve 2041-42: 0; Gains in Water Available For Use / Savings in Demand under the selected programme (Ml/d) input as +ve 2042-43: 0; Gains in Water Available For Use / Savings in Demand under the selected programme (Ml/d) input as +ve 2043-44: 0; Gains in Water Available For Use / Savings in Demand under the selected programme (Ml/d) input as +ve 2044-45: 0; Gains in Water Available For Use / Savings in Demand under the selected programme (Ml/d) input as +ve 2045-46: 0; Gains in Water Available For Use / Savings in Demand under the selected programme (Ml/d) input as +ve 2046-47: 0; Gains in Water Available For Use / Savings in Demand under the selected programme (Ml/d) input as +ve 2047-48: 0; Gains in Water Available For Use / Savings in Demand under the selected programme (Ml/d) input as +ve 2048-49: 0; Gains in Water Available For Use / Savings in Demand under the selected programme (Ml/d) input as +ve 2049-50: 0
52aP | Linford New WTW 10 | ESW-ABS-003 | Groundwater enhancement | Resource Options | N | Preferred | ESWESX | Ml/d | 2 | Gains in Water Available For Use / Savings in Demand under the selected programme (Ml/d) input as +ve 2027-28: 10; Gains in Water Available For Use / Savings in Demand under the selected programme (Ml/d) input as +ve 2028-29: 10; Gains in Water Available For Use / Savings in Demand under the selected programme (Ml/d) input as +ve 2029-30: 10; Gains in Water Available For Use / Savings in Demand under the selected programme (Ml/d) input as +ve 2030-31: 10; Gains in Water Available For Use / Savings in Demand under the selected programme (Ml/d) input as +ve 2031-32: 10; Gains in Water Available For Use / Savings in Demand under the selected programme (Ml/d) input as +ve 2032-33: 10; Gains in Water Available For Use / Savings in Demand under the selected programme (Ml/d) input as +ve 2033-34: 10; Gains in Water Available For Use / Savings in Demand under the selected programme (Ml/d) input as +ve 2034-35: 10; Gains in Water Available For Use / Savings in Demand under the selected programme (Ml/d) input as +ve 2035-36: 10; Gains in Water Available For Use / Savings in Demand under the selected programme (Ml/d) input as +ve 2036-37: 10; Gains in Water Available For Use / Savings in Demand under the selected programme (Ml/d) input as +ve 2037-38: 10; Gains in Water Available For Use / Savings in Demand under the selected programme (Ml/d) input as +ve 2038-39: 10; Gains in Water Available For Use / Savings in Demand under the selected programme (Ml/d) input as +ve 2039-40: 10; Gains in Water Available For Use / Savings in Demand under the selected programme (Ml/d) input as +ve 2040-41: 10; Gains in Water Available For Use / Savings in Demand under the selected programme (Ml/d) input as +ve 2041-42: 10; Gains in Water Available For Use / Savings in Demand under the selected programme (Ml/d) input as +ve 2042-43: 10; Gains in Water Available For Use / Savings in Demand under the selected programme (Ml/d) input as +ve 2043-44: 10; Gains in Water Available For Use / Savings in Demand under the selected programme (Ml/d) input as +ve 2044-45: 10; Gains in Water Available For Use / Savings in Demand under the selected programme (Ml/d) input as +ve 2045-46: 10; Gains in Water Available For Use / Savings in Demand under the selected programme (Ml/d) input as +ve 2046-47: 10; Gains in Water Available For Use / Savings in Demand under the selected programme (Ml/d) input as +ve 2047-48: 10; Gains in Water Available For Use / Savings in Demand under the selected programme (Ml/d) input as +ve 2048-49: 10; Gains in Water Available For Use / Savings in Demand under the selected programme (Ml/d) input as +ve 2049-50: 10
52aP | Linford New WTW 10 (losses) | ESW-ABS-003 (losses) | Groundwater enhancement | Resource Options | N | Preferred | ESWESX | Ml/d | 2 | Gains in Water Available For Use / Savings in Demand under the selected programme (Ml/d) input as +ve 2027-28: -0.33; Gains in Water Available For Use / Savings in Demand under the selected programme (Ml/d) input as +ve 2028-29: -0.33; Gains in Water Available For Use / Savings in Demand under the selected programme (Ml/d) input as +ve 2029-30: -0.33; Gains in Water Available For Use / Savings in Demand under the selected programme (Ml/d) input as +ve 2030-31: -0.33; Gains in Water Available For Use / Savings in Demand under the selected programme (Ml/d) input as +ve 2031-32: -0.33; Gains in Water Available For Use / Savings in Demand under the selected programme (Ml/d) input as +ve 2032-33: -0.33; Gains in Water Available For Use / Savings in Demand under the selected programme (Ml/d) input as +ve 2033-34: -0.33; Gains in Water Available For Use / Savings in Demand under the selected programme (Ml/d) input as +ve 2034-35: -0.5; Gains in Water Available For Use / Savings in Demand under the selected programme (Ml/d) input as +ve 2035-36: -0.5; Gains in Water Available For Use / Savings in Demand under the selected programme (Ml/d) input as +ve 2036-37: -0.5; Gains in Water Available For Use / Savings in Demand under the selected programme (Ml/d) input as +ve 2037-38: -0.5; Gains in Water Available For Use / Savings in Demand under the selected programme (Ml/d) input as +ve 2038-39: -0.5; Gains in Water Available For Use / Savings in Demand under the selected programme (Ml/d) input as +ve 2039-40: -0.5; Gains in Water Available For Use / Savings in Demand under the selected programme (Ml/d) input as +ve 2040-41: -0.5; Gains in Water Available For Use / Savings in Demand under the selected programme (Ml/d) input as +ve 2041-42: -0.5; Gains in Water Available For Use / Savings in Demand under the selected programme (Ml/d) input as +ve 2042-43: -0.5; Gains in Water Available For Use / Savings in Demand under the selected programme (Ml/d) input as +ve 2043-44: -0.5; Gains in Water Available For Use / Savings in Demand under the selected programme (Ml/d) input as +ve 2044-45: -0.5; Gains in Water Available For Use / Savings in Demand under the selected programme (Ml/d) input as +ve 2045-46: -0.5; Gains in Water Available For Use / Savings in Demand under the selected programme (Ml/d) input as +ve 2046-47: -0.5; Gains in Water Available For Use / Savings in Demand under the selected programme (Ml/d) input as +ve 2047-48: -0.5; Gains in Water Available For Use / Savings in Demand under the selected programme (Ml/d) input as +ve 2048-49: -0.5; Gains in Water Available For Use / Savings in Demand under the selected programme (Ml/d) input as +ve 2049-50: -0.5
52aA | Linford New WTW 10 (losses) | ESW-ABS-003 (losses) | Groundwater enhancement | Resource Options | N | Preferred CP | ESWESX | Ml/d | 2 | Gains in Water Available For Use / Savings in Demand under the selected programme (Ml/d) input as +ve 2027-28: -0.33; Gains in Water Available For Use / Savings in Demand under the selected programme (Ml/d) input as +ve 2028-29: -0.33; Gains in Water Available For Use / Savings in Demand under the selected programme (Ml/d) input as +ve 2029-30: -0.33; Gains in Water Available For Use / Savings in Demand under the selected programme (Ml/d) input as +ve 2030-31: -0.33; Gains in Water Available For Use / Savings in Demand under the selected programme (Ml/d) input as +ve 2031-32: -0.33; Gains in Water Available For Use / Savings in Demand under the selected programme (Ml/d) input as +ve 2032-33: -0.33; Gains in Water Available For Use / Savings in Demand under the selected programme (Ml/d) input as +ve 2033-34: -0.33; Gains in Water Available For Use / Savings in Demand under the selected programme (Ml/d) input as +ve 2034-35: -0.5; Gains in Water Available For Use / Savings in Demand under the selected programme (Ml/d) input as +ve 2035-36: -0.5; Gains in Water Available For Use / Savings in Demand under the selected programme (Ml/d) input as +ve 2036-37: -0.5; Gains in Water Available For Use / Savings in Demand under the selected programme (Ml/d) input as +ve 2037-38: -0.5; Gains in Water Available For Use / Savings in Demand under the selected programme (Ml/d) input as +ve 2038-39: -0.5; Gains in Water Available For Use / Savings in Demand under the selected programme (Ml/d) input as +ve 2039-40: -0.5; Gains in Water Available For Use / Savings in Demand under the selected programme (Ml/d) input as +ve 2040-41: -0.5; Gains in Water Available For Use / Savings in Demand under the selected programme (Ml/d) input as +ve 2041-42: -0.5; Gains in Water Available For Use / Savings in Demand under the selected programme (Ml/d) input as +ve 2042-43: -0.5; Gains in Water Available For Use / Savings in Demand under the selected programme (Ml/d) input as +ve 2043-44: -0.5; Gains in Water Available For Use / Savings in Demand under the selected programme (Ml/d) input as +ve 2044-45: -0.5; Gains in Water Available For Use / Savings in Demand under the selected programme (Ml/d) input as +ve 2045-46: -0.5; Gains in Water Available For Use / Savings in Demand under the selected programme (Ml/d) input as +ve 2046-47: -0.5; Gains in Water Available For Use / Savings in Demand under the selected programme (Ml/d) input as +ve 2047-48: -0.5; Gains in Water Available For Use / Savings in Demand under the selected programme (Ml/d) input as +ve 2048-49: -0.5; Gains in Water Available For Use / Savings in Demand under the selected programme (Ml/d) input as +ve 2049-50: -0.5
52aA | Linford New WTW 10 (losses) | ESW-ABS-003 (losses) | Groundwater enhancement | Resource Options | N | Habs Regs SR | ESWESX | Ml/d | 2 | Gains in Water Available For Use / Savings in Demand under the selected programme (Ml/d) input as +ve 2027-28: -0.33; Gains in Water Available For Use / Savings in Demand under the selected programme (Ml/d) input as +ve 2028-29: -0.33; Gains in Water Available For Use / Savings in Demand under the selected programme (Ml/d) input as +ve 2029-30: -0.33; Gains in Water Available For Use / Savings in Demand under the selected programme (Ml/d) input as +ve 2030-31: -0.33; Gains in Water Available For Use / Savings in Demand under the selected programme (Ml/d) input as +ve 2031-32: -0.33; Gains in Water Available For Use / Savings in Demand under the selected programme (Ml/d) input as +ve 2032-33: -0.33; Gains in Water Available For Use / Savings in Demand under the selected programme (Ml/d) input as +ve 2033-34: -0.33; Gains in Water Available For Use / Savings in Demand under the selected programme (Ml/d) input as +ve 2034-35: -0.5; Gains in Water Available For Use / Savings in Demand under the selected programme (Ml/d) input as +ve 2035-36: -0.5; Gains in Water Available For Use / Savings in Demand under the selected programme (Ml/d) input as +ve 2036-37: -0.5; Gains in Water Available For Use / Savings in Demand under the selected programme (Ml/d) input as +ve 2037-38: -0.5; Gains in Water Available For Use / Savings in Demand under the selected programme (Ml/d) input as +ve 2038-39: -0.5; Gains in Water Available For Use / Savings in Demand under the selected programme (Ml/d) input as +ve 2039-40: -0.5; Gains in Water Available For Use / Savings in Demand under the selected programme (Ml/d) input as +ve 2040-41: -0.5; Gains in Water Available For Use / Savings in Demand under the selected programme (Ml/d) input as +ve 2041-42: -0.5; Gains in Water Available For Use / Savings in Demand under the selected programme (Ml/d) input as +ve 2042-43: -0.5; Gains in Water Available For Use / Savings in Demand under the selected programme (Ml/d) input as +ve 2043-44: -0.5; Gains in Water Available For Use / Savings in Demand under the selected programme (Ml/d) input as +ve 2044-45: -0.5; Gains in Water Available For Use / Savings in Demand under the selected programme (Ml/d) input as +ve 2045-46: -0.5; Gains in Water Available For Use / Savings in Demand under the selected programme (Ml/d) input as +ve 2046-47: -0.5; Gains in Water Available For Use / Savings in Demand under the selected programme (Ml/d) input as +ve 2047-48: -0.5; Gains in Water Available For Use / Savings in Demand under the selected programme (Ml/d) input as +ve 2048-49: -0.5; Gains in Water Available For Use / Savings in Demand under the selected programme (Ml/d) input as +ve 2049-50: -0.5
52aA | Linford New WTW 10 (losses) | ESW-ABS-003 (losses) | Groundwater enhancement | Resource Options | N | High Environmental Destination | ESWESX | Ml/d | 2 | Gains in Water Available For Use / Savings in Demand under the selected programme (Ml/d) input as +ve 2027-28: -0.33; Gains in Water Available For Use / Savings in Demand under the selected programme (Ml/d) input as +ve 2028-29: -0.33; Gains in Water Available For Use / Savings in Demand under the selected programme (Ml/d) input as +ve 2029-30: -0.33; Gains in Water Available For Use / Savings in Demand under the selected programme (Ml/d) input as +ve 2030-31: -0.33; Gains in Water Available For Use / Savings in Demand under the selected programme (Ml/d) input as +ve 2031-32: -0.33; Gains in Water Available For Use / Savings in Demand under the selected programme (Ml/d) input as +ve 2032-33: -0.33; Gains in Water Available For Use / Savings in Demand under the selected programme (Ml/d) input as +ve 2033-34: -0.33; Gains in Water Available For Use / Savings in Demand under the selected programme (Ml/d) input as +ve 2034-35: -0.5; Gains in Water Available For Use / Savings in Demand under the selected programme (Ml/d) input as +ve 2035-36: -0.5; Gains in Water Available For Use / Savings in Demand under the selected programme (Ml/d) input as +ve 2036-37: -0.5; Gains in Water Available For Use / Savings in Demand under the selected programme (Ml/d) input as +ve 2037-38: -0.5; Gains in Water Available For Use / Savings in Demand under the selected programme (Ml/d) input as +ve 2038-39: -0.5; Gains in Water Available For Use / Savings in Demand under the selected programme (Ml/d) input as +ve 2039-40: -0.5; Gains in Water Available For Use / Savings in Demand under the selected programme (Ml/d) input as +ve 2040-41: -0.5; Gains in Water Available For Use / Savings in Demand under the selected programme (Ml/d) input as +ve 2041-42: -0.5; Gains in Water Available For Use / Savings in Demand under the selected programme (Ml/d) input as +ve 2042-43: -0.5; Gains in Water Available For Use / Savings in Demand under the selected programme (Ml/d) input as +ve 2043-44: -0.5; Gains in Water Available For Use / Savings in Demand under the selected programme (Ml/d) input as +ve 2044-45: -0.5; Gains in Water Available For Use / Savings in Demand under the selected programme (Ml/d) input as +ve 2045-46: -0.5; Gains in Water Available For Use / Savings in Demand under the selected programme (Ml/d) input as +ve 2046-47: -0.5; Gains in Water Available For Use / Savings in Demand under the selected programme (Ml/d) input as +ve 2047-48: -0.5; Gains in Water Available For Use / Savings in Demand under the selected programme (Ml/d) input as +ve 2048-49: -0.5; Gains in Water Available For Use / Savings in Demand under the selected programme (Ml/d) input as +ve 2049-50: -0.5
52aA | Linford New WTW 10 (losses) | ESW-ABS-003 (losses) | Groundwater enhancement | Resource Options | N | High PCC | ESWESX | Ml/d | 2 | Gains in Water Available For Use / Savings in Demand under the selected programme (Ml/d) input as +ve 2027-28: -0.33; Gains in Water Available For Use / Savings in Demand under the selected programme (Ml/d) input as +ve 2028-29: -0.33; Gains in Water Available For Use / Savings in Demand under the selected programme (Ml/d) input as +ve 2029-30: -0.33; Gains in Water Available For Use / Savings in Demand under the selected programme (Ml/d) input as +ve 2030-31: -0.33; Gains in Water Available For Use / Savings in Demand under the selected programme (Ml/d) input as +ve 2031-32: -0.33; Gains in Water Available For Use / Savings in Demand under the selected programme (Ml/d) input as +ve 2032-33: -0.33; Gains in Water Available For Use / Savings in Demand under the selected programme (Ml/d) input as +ve 2033-34: -0.33; Gains in Water Available For Use / Savings in Demand under the selected programme (Ml/d) input as +ve 2034-35: -0.5; Gains in Water Available For Use / Savings in Demand under the selected programme (Ml/d) input as +ve 2035-36: -0.5; Gains in Water Available For Use / Savings in Demand under the selected programme (Ml/d) input as +ve 2036-37: -0.5; Gains in Water Available For Use / Savings in Demand under the selected programme (Ml/d) input as +ve 2037-38: -0.5; Gains in Water Available For Use / Savings in Demand under the selected programme (Ml/d) input as +ve 2038-39: -0.5; Gains in Water Available For Use / Savings in Demand under the selected programme (Ml/d) input as +ve 2039-40: -0.5; Gains in Water Available For Use / Savings in Demand under the selected programme (Ml/d) input as +ve 2040-41: -0.5; Gains in Water Available For Use / Savings in Demand under the selected programme (Ml/d) input as +ve 2041-42: -0.5; Gains in Water Available For Use / Savings in Demand under the selected programme (Ml/d) input as +ve 2042-43: -0.5; Gains in Water Available For Use / Savings in Demand under the selected programme (Ml/d) input as +ve 2043-44: -0.5; Gains in Water Available For Use / Savings in Demand under the selected programme (Ml/d) input as +ve 2044-45: -0.5; Gains in Water Available For Use / Savings in Demand under the selected programme (Ml/d) input as +ve 2045-46: -0.5; Gains in Water Available For Use / Savings in Demand under the selected programme (Ml/d) input as +ve 2046-47: -0.5; Gains in Water Available For Use / Savings in Demand under the selected programme (Ml/d) input as +ve 2047-48: -0.5; Gains in Water Available For Use / Savings in Demand under the selected programme (Ml/d) input as +ve 2048-49: -0.5; Gains in Water Available For Use / Savings in Demand under the selected programme (Ml/d) input as +ve 2049-50: -0.5
52aA | Linford New WTW 10 (losses) | ESW-ABS-003 (losses) | Groundwater enhancement | Resource Options | N | Least Cost | ESWESX | Ml/d | 2 | Gains in Water Available For Use / Savings in Demand under the selected programme (Ml/d) input as +ve 2027-28: -0.33; Gains in Water Available For Use / Savings in Demand under the selected programme (Ml/d) input as +ve 2028-29: -0.33; Gains in Water Available For Use / Savings in Demand under the selected programme (Ml/d) input as +ve 2029-30: -0.33; Gains in Water Available For Use / Savings in Demand under the selected programme (Ml/d) input as +ve 2030-31: -0.33; Gains in Water Available For Use / Savings in Demand under the selected programme (Ml/d) input as +ve 2031-32: -0.33; Gains in Water Available For Use / Savings in Demand under the selected programme (Ml/d) input as +ve 2032-33: -0.33; Gains in Water Available For Use / Savings in Demand under the selected programme (Ml/d) input as +ve 2033-34: -0.33; Gains in Water Available For Use / Savings in Demand under the selected programme (Ml/d) input as +ve 2034-35: -0.5; Gains in Water Available For Use / Savings in Demand under the selected programme (Ml/d) input as +ve 2035-36: -0.5; Gains in Water Available For Use / Savings in Demand under the selected programme (Ml/d) input as +ve 2036-37: -0.5; Gains in Water Available For Use / Savings in Demand under the selected programme (Ml/d) input as +ve 2037-38: -0.5; Gains in Water Available For Use / Savings in Demand under the selected programme (Ml/d) input as +ve 2038-39: -0.5; Gains in Water Available For Use / Savings in Demand under the selected programme (Ml/d) input as +ve 2039-40: -0.5; Gains in Water Available For Use / Savings in Demand under the selected programme (Ml/d) input as +ve 2040-41: -0.5; Gains in Water Available For Use / Savings in Demand under the selected programme (Ml/d) input as +ve 2041-42: -0.5; Gains in Water Available For Use / Savings in Demand under the selected programme (Ml/d) input as +ve 2042-43: -0.5; Gains in Water Available For Use / Savings in Demand under the selected programme (Ml/d) input as +ve 2043-44: -0.5; Gains in Water Available For Use / Savings in Demand under the selected programme (Ml/d) input as +ve 2044-45: -0.5; Gains in Water Available For Use / Savings in Demand under the selected programme (Ml/d) input as +ve 2045-46: -0.5; Gains in Water Available For Use / Savings in Demand under the selected programme (Ml/d) input as +ve 2046-47: -0.5; Gains in Water Available For Use / Savings in Demand under the selected programme (Ml/d) input as +ve 2047-48: -0.5; Gains in Water Available For Use / Savings in Demand under the selected programme (Ml/d) input as +ve 2048-49: -0.5; Gains in Water Available For Use / Savings in Demand under the selected programme (Ml/d) input as +ve 2049-50: -0.5
52aA | Linford New WTW 10 (losses) | ESW-ABS-003 (losses) | Groundwater enhancement | Resource Options | N | Ofwat Core | ESWESX | Ml/d | 2 | Gains in Water Available For Use / Savings in Demand under the selected programme (Ml/d) input as +ve 2027-28: -0.33; Gains in Water Available For Use / Savings in Demand under the selected programme (Ml/d) input as +ve 2028-29: -0.33; Gains in Water Available For Use / Savings in Demand under the selected programme (Ml/d) input as +ve 2029-30: -0.33; Gains in Water Available For Use / Savings in Demand under the selected programme (Ml/d) input as +ve 2030-31: -0.33; Gains in Water Available For Use / Savings in Demand under the selected programme (Ml/d) input as +ve 2031-32: -0.33; Gains in Water Available For Use / Savings in Demand under the selected programme (Ml/d) input as +ve 2032-33: -0.33; Gains in Water Available For Use / Savings in Demand under the selected programme (Ml/d) input as +ve 2033-34: -0.33; Gains in Water Available For Use / Savings in Demand under the selected programme (Ml/d) input as +ve 2034-35: -0.5; Gains in Water Available For Use / Savings in Demand under the selected programme (Ml/d) input as +ve 2035-36: -0.5; Gains in Water Available For Use / Savings in Demand under the selected programme (Ml/d) input as +ve 2036-37: -0.5; Gains in Water Available For Use / Savings in Demand under the selected programme (Ml/d) input as +ve 2037-38: -0.5; Gains in Water Available For Use / Savings in Demand under the selected programme (Ml/d) input as +ve 2038-39: -0.5; Gains in Water Available For Use / Savings in Demand under the selected programme (Ml/d) input as +ve 2039-40: -0.5; Gains in Water Available For Use / Savings in Demand under the selected programme (Ml/d) input as +ve 2040-41: -0.5; Gains in Water Available For Use / Savings in Demand under the selected programme (Ml/d) input as +ve 2041-42: -0.5; Gains in Water Available For Use / Savings in Demand under the selected programme (Ml/d) input as +ve 2042-43: -0.5; Gains in Water Available For Use / Savings in Demand under the selected programme (Ml/d) input as +ve 2043-44: -0.5; Gains in Water Available For Use / Savings in Demand under the selected programme (Ml/d) input as +ve 2044-45: -0.5; Gains in Water Available For Use / Savings in Demand under the selected programme (Ml/d) input as +ve 2045-46: -0.5; Gains in Water Available For Use / Savings in Demand under the selected programme (Ml/d) input as +ve 2046-47: -0.5; Gains in Water Available For Use / Savings in Demand under the selected programme (Ml/d) input as +ve 2047-48: -0.5; Gains in Water Available For Use / Savings in Demand under the selected programme (Ml/d) input as +ve 2048-49: -0.5; Gains in Water Available For Use / Savings in Demand under the selected programme (Ml/d) input as +ve 2049-50: -0.5
52aA | Linford New WTW 10 (losses) | ESW-ABS-003 (losses) | Groundwater enhancement | Resource Options | N | North Suffolk Reservoir | ESWESX | Ml/d | 2 | Gains in Water Available For Use / Savings in Demand under the selected programme (Ml/d) input as +ve 2027-28: -0.33; Gains in Water Available For Use / Savings in Demand under the selected programme (Ml/d) input as +ve 2028-29: -0.33; Gains in Water Available For Use / Savings in Demand under the selected programme (Ml/d) input as +ve 2029-30: -0.33; Gains in Water Available For Use / Savings in Demand under the selected programme (Ml/d) input as +ve 2030-31: -0.33; Gains in Water Available For Use / Savings in Demand under the selected programme (Ml/d) input as +ve 2031-32: -0.33; Gains in Water Available For Use / Savings in Demand under the selected programme (Ml/d) input as +ve 2032-33: -0.33; Gains in Water Available For Use / Savings in Demand under the selected programme (Ml/d) input as +ve 2033-34: -0.33; Gains in Water Available For Use / Savings in Demand under the selected programme (Ml/d) input as +ve 2034-35: -0.5; Gains in Water Available For Use / Savings in Demand under the selected programme (Ml/d) input as +ve 2035-36: -0.5; Gains in Water Available For Use / Savings in Demand under the selected programme (Ml/d) input as +ve 2036-37: -0.5; Gains in Water Available For Use / Savings in Demand under the selected programme (Ml/d) input as +ve 2037-38: -0.5; Gains in Water Available For Use / Savings in Demand under the selected programme (Ml/d) input as +ve 2038-39: -0.5; Gains in Water Available For Use / Savings in Demand under the selected programme (Ml/d) input as +ve 2039-40: -0.5; Gains in Water Available For Use / Savings in Demand under the selected programme (Ml/d) input as +ve 2040-41: -0.5; Gains in Water Available For Use / Savings in Demand under the selected programme (Ml/d) input as +ve 2041-42: -0.5; Gains in Water Available For Use / Savings in Demand under the selected programme (Ml/d) input as +ve 2042-43: -0.5; Gains in Water Available For Use / Savings in Demand under the selected programme (Ml/d) input as +ve 2043-44: -0.5; Gains in Water Available For Use / Savings in Demand under the selected programme (Ml/d) input as +ve 2044-45: -0.5; Gains in Water Available For Use / Savings in Demand under the selected programme (Ml/d) input as +ve 2045-46: -0.5; Gains in Water Available For Use / Savings in Demand under the selected programme (Ml/d) input as +ve 2046-47: -0.5; Gains in Water Available For Use / Savings in Demand under the selected programme (Ml/d) input as +ve 2047-48: -0.5; Gains in Water Available For Use / Savings in Demand under the selected programme (Ml/d) input as +ve 2048-49: -0.5; Gains in Water Available For Use / Savings in Demand under the selected programme (Ml/d) input as +ve 2049-50: -0.5
52aP | Lowestoft Water Reuse to Ellingham Mill | ESW-EFR-002A | Water reuse | Resource Options | N | Preferred | ESWNCT | Ml/d | 2 | Gains in Water Available For Use / Savings in Demand under the selected programme (Ml/d) input as +ve 2032-33: 11; Gains in Water Available For Use / Savings in Demand under the selected programme (Ml/d) input as +ve 2033-34: 11; Gains in Water Available For Use / Savings in Demand under the selected programme (Ml/d) input as +ve 2034-35: 11; Gains in Water Available For Use / Savings in Demand under the selected programme (Ml/d) input as +ve 2035-36: 11; Gains in Water Available For Use / Savings in Demand under the selected programme (Ml/d) input as +ve 2036-37: 11; Gains in Water Available For Use / Savings in Demand under the selected programme (Ml/d) input as +ve 2037-38: 11; Gains in Water Available For Use / Savings in Demand under the selected programme (Ml/d) input as +ve 2038-39: 11; Gains in Water Available For Use / Savings in Demand under the selected programme (Ml/d) input as +ve 2039-40: 11; Gains in Water Available For Use / Savings in Demand under the selected programme (Ml/d) input as +ve 2040-41: 11; Gains in Water Available For Use / Savings in Demand under the selected programme (Ml/d) input as +ve 2041-42: 11; Gains in Water Available For Use / Savings in Demand under the selected programme (Ml/d) input as +ve 2042-43: 11; Gains in Water Available For Use / Savings in Demand under the selected programme (Ml/d) input as +ve 2043-44: 11; Gains in Water Available For Use / Savings in Demand under the selected programme (Ml/d) input as +ve 2044-45: 11; Gains in Water Available For Use / Savings in Demand under the selected programme (Ml/d) input as +ve 2045-46: 11; Gains in Water Available For Use / Savings in Demand under the selected programme (Ml/d) input as +ve 2046-47: 11; Gains in Water Available For Use / Savings in Demand under the selected programme (Ml/d) input as +ve 2047-48: 11; Gains in Water Available For Use / Savings in Demand under the selected programme (Ml/d) input as +ve 2048-49: 11; Gains in Water Available For Use / Savings in Demand under the selected programme (Ml/d) input as +ve 2049-50: 11
52bP | Langham Nitrate Scheme | ESW-NIT-006 | Outage reduction | Production Options | N | Preferred | ESWESX | Ml/d | 2 | Gains in Water Available For Use / Savings in Demand under the selected programme (Ml/d) input as +ve 2029-30: 0.9; Gains in Water Available For Use / Savings in Demand under the selected programme (Ml/d) input as +ve 2030-31: 0.9; Gains in Water Available For Use / Savings in Demand under the selected programme (Ml/d) input as +ve 2031-32: 0.9; Gains in Water Available For Use / Savings in Demand under the selected programme (Ml/d) input as +ve 2032-33: 0.9; Gains in Water Available For Use / Savings in Demand under the selected programme (Ml/d) input as +ve 2033-34: 0.9; Gains in Water Available For Use / Savings in Demand under the selected programme (Ml/d) input as +ve 2034-35: 0.9; Gains in Water Available For Use / Savings in Demand under the selected programme (Ml/d) input as +ve 2035-36: 0.9; Gains in Water Available For Use / Savings in Demand under the selected programme (Ml/d) input as +ve 2036-37: 0.9; Gains in Water Available For Use / Savings in Demand under the selected programme (Ml/d) input as +ve 2037-38: 0.9; Gains in Water Available For Use / Savings in Demand under the selected programme (Ml/d) input as +ve 2038-39: 0.9; Gains in Water Available For Use / Savings in Demand under the selected programme (Ml/d) input as +ve 2039-40: 0.9; Gains in Water Available For Use / Savings in Demand under the selected programme (Ml/d) input as +ve 2040-41: 0.9; Gains in Water Available For Use / Savings in Demand under the selected programme (Ml/d) input as +ve 2041-42: 0.9; Gains in Water Available For Use / Savings in Demand under the selected programme (Ml/d) input as +ve 2042-43: 0.9; Gains in Water Available For Use / Savings in Demand under the selected programme (Ml/d) input as +ve 2043-44: 0.9; Gains in Water Available For Use / Savings in Demand under the selected programme (Ml/d) input as +ve 2044-45: 0.9; Gains in Water Available For Use / Savings in Demand under the selected programme (Ml/d) input as +ve 2045-46: 0.9; Gains in Water Available For Use / Savings in Demand under the selected programme (Ml/d) input as +ve 2046-47: 0.9; Gains in Water Available For Use / Savings in Demand under the selected programme (Ml/d) input as +ve 2047-48: 0.9; Gains in Water Available For Use / Savings in Demand under the selected programme (Ml/d) input as +ve 2048-49: 0.9; Gains in Water Available For Use / Savings in Demand under the selected programme (Ml/d) input as +ve 2049-50: 0.9
52bP | Langford Nitrate Scheme | ESW-NIT-005 | Outage reduction | Production Options | N | Preferred | ESWESX | Ml/d | 2 | Gains in Water Available For Use / Savings in Demand under the selected programme (Ml/d) input as +ve 2029-30: 2.75; Gains in Water Available For Use / Savings in Demand under the selected programme (Ml/d) input as +ve 2030-31: 2.75; Gains in Water Available For Use / Savings in Demand under the selected programme (Ml/d) input as +ve 2031-32: 2.75; Gains in Water Available For Use / Savings in Demand under the selected programme (Ml/d) input as +ve 2032-33: 2.75; Gains in Water Available For Use / Savings in Demand under the selected programme (Ml/d) input as +ve 2033-34: 2.75; Gains in Water Available For Use / Savings in Demand under the selected programme (Ml/d) input as +ve 2034-35: 2.75; Gains in Water Available For Use / Savings in Demand under the selected programme (Ml/d) input as +ve 2035-36: 2.75; Gains in Water Available For Use / Savings in Demand under the selected programme (Ml/d) input as +ve 2036-37: 2.75; Gains in Water Available For Use / Savings in Demand under the selected programme (Ml/d) input as +ve 2037-38: 2.75; Gains in Water Available For Use / Savings in Demand under the selected programme (Ml/d) input as +ve 2038-39: 2.75; Gains in Water Available For Use / Savings in Demand under the selected programme (Ml/d) input as +ve 2039-40: 2.75; Gains in Water Available For Use / Savings in Demand under the selected programme (Ml/d) input as +ve 2040-41: 2.75; Gains in Water Available For Use / Savings in Demand under the selected programme (Ml/d) input as +ve 2041-42: 2.75; Gains in Water Available For Use / Savings in Demand under the selected programme (Ml/d) input as +ve 2042-43: 2.75; Gains in Water Available For Use / Savings in Demand under the selected programme (Ml/d) input as +ve 2043-44: 2.75; Gains in Water Available For Use / Savings in Demand under the selected programme (Ml/d) input as +ve 2044-45: 2.75; Gains in Water Available For Use / Savings in Demand under the selected programme (Ml/d) input as +ve 2045-46: 2.75; Gains in Water Available For Use / Savings in Demand under the selected programme (Ml/d) input as +ve 2046-47: 2.75; Gains in Water Available For Use / Savings in Demand under the selected programme (Ml/d) input as +ve 2047-48: 2.75; Gains in Water Available For Use / Savings in Demand under the selected programme (Ml/d) input as +ve 2048-49: 2.75; Gains in Water Available For Use / Savings in Demand under the selected programme (Ml/d) input as +ve 2049-50: 2.75
52aP | Abberton RWPS and Clarifier | ESW-PMP-001A | Groundwater enhancement | Resource Options | N | Preferred | ESWESX | Ml/d | 2 | Gains in Water Available For Use / Savings in Demand under the selected programme (Ml/d) input as +ve 2030-31: 8; Gains in Water Available For Use / Savings in Demand under the selected programme (Ml/d) input as +ve 2031-32: 8; Gains in Water Available For Use / Savings in Demand under the selected programme (Ml/d) input as +ve 2032-33: 8; Gains in Water Available For Use / Savings in Demand under the selected programme (Ml/d) input as +ve 2033-34: 8; Gains in Water Available For Use / Savings in Demand under the selected programme (Ml/d) input as +ve 2034-35: 8; Gains in Water Available For Use / Savings in Demand under the selected programme (Ml/d) input as +ve 2035-36: 8; Gains in Water Available For Use / Savings in Demand under the selected programme (Ml/d) input as +ve 2036-37: 8; Gains in Water Available For Use / Savings in Demand under the selected programme (Ml/d) input as +ve 2037-38: 8; Gains in Water Available For Use / Savings in Demand under the selected programme (Ml/d) input as +ve 2038-39: 8; Gains in Water Available For Use / Savings in Demand under the selected programme (Ml/d) input as +ve 2039-40: 8; Gains in Water Available For Use / Savings in Demand under the selected programme (Ml/d) input as +ve 2040-41: 8; Gains in Water Available For Use / Savings in Demand under the selected programme (Ml/d) input as +ve 2041-42: 8; Gains in Water Available For Use / Savings in Demand under the selected programme (Ml/d) input as +ve 2042-43: 8; Gains in Water Available For Use / Savings in Demand under the selected programme (Ml/d) input as +ve 2043-44: 8; Gains in Water Available For Use / Savings in Demand under the selected programme (Ml/d) input as +ve 2044-45: 8; Gains in Water Available For Use / Savings in Demand under the selected programme (Ml/d) input as +ve 2045-46: 8; Gains in Water Available For Use / Savings in Demand under the selected programme (Ml/d) input as +ve 2046-47: 8; Gains in Water Available For Use / Savings in Demand under the selected programme (Ml/d) input as +ve 2047-48: 8; Gains in Water Available For Use / Savings in Demand under the selected programme (Ml/d) input as +ve 2048-49: 8; Gains in Water Available For Use / Savings in Demand under the selected programme (Ml/d) input as +ve 2049-50: 8
52bP | Langford UV | ESW-UVC-001 | Outage reduction | Production Options | N | Preferred | ESWESX | Ml/d | 2 | Gains in Water Available For Use / Savings in Demand under the selected programme (Ml/d) input as +ve 2029-30: 0.2; Gains in Water Available For Use / Savings in Demand under the selected programme (Ml/d) input as +ve 2030-31: 0.2; Gains in Water Available For Use / Savings in Demand under the selected programme (Ml/d) input as +ve 2031-32: 0.2; Gains in Water Available For Use / Savings in Demand under the selected programme (Ml/d) input as +ve 2032-33: 0.2; Gains in Water Available For Use / Savings in Demand under the selected programme (Ml/d) input as +ve 2033-34: 0.2; Gains in Water Available For Use / Savings in Demand under the selected programme (Ml/d) input as +ve 2034-35: 0.2; Gains in Water Available For Use / Savings in Demand under the selected programme (Ml/d) input as +ve 2035-36: 0.2; Gains in Water Available For Use / Savings in Demand under the selected programme (Ml/d) input as +ve 2036-37: 0.2; Gains in Water Available For Use / Savings in Demand under the selected programme (Ml/d) input as +ve 2037-38: 0.2; Gains in Water Available For Use / Savings in Demand under the selected programme (Ml/d) input as +ve 2038-39: 0.2; Gains in Water Available For Use / Savings in Demand under the selected programme (Ml/d) input as +ve 2039-40: 0.2; Gains in Water Available For Use / Savings in Demand under the selected programme (Ml/d) input as +ve 2040-41: 0.2; Gains in Water Available For Use / Savings in Demand under the selected programme (Ml/d) input as +ve 2041-42: 0.2; Gains in Water Available For Use / Savings in Demand under the selected programme (Ml/d) input as +ve 2042-43: 0.2; Gains in Water Available For Use / Savings in Demand under the selected programme (Ml/d) input as +ve 2043-44: 0.2; Gains in Water Available For Use / Savings in Demand under the selected programme (Ml/d) input as +ve 2044-45: 0.2; Gains in Water Available For Use / Savings in Demand under the selected programme (Ml/d) input as +ve 2045-46: 0.2; Gains in Water Available For Use / Savings in Demand under the selected programme (Ml/d) input as +ve 2046-47: 0.2; Gains in Water Available For Use / Savings in Demand under the selected programme (Ml/d) input as +ve 2047-48: 0.2; Gains in Water Available For Use / Savings in Demand under the selected programme (Ml/d) input as +ve 2048-49: 0.2; Gains in Water Available For Use / Savings in Demand under the selected programme (Ml/d) input as +ve 2049-50: 0.2
52aP | North Suffolk Winter Storage Reservoir 7500 and Transfer | ESW-RES-002C | New Reservoir | Resource Options | N | Preferred | ESWNCT | Ml/d | 2 | Gains in Water Available For Use / Savings in Demand under the selected programme (Ml/d) input as +ve 2040-41: 19.9; Gains in Water Available For Use / Savings in Demand under the selected programme (Ml/d) input as +ve 2041-42: 19.9; Gains in Water Available For Use / Savings in Demand under the selected programme (Ml/d) input as +ve 2042-43: 19.9; Gains in Water Available For Use / Savings in Demand under the selected programme (Ml/d) input as +ve 2043-44: 19.9; Gains in Water Available For Use / Savings in Demand under the selected programme (Ml/d) input as +ve 2044-45: 19.9; Gains in Water Available For Use / Savings in Demand under the selected programme (Ml/d) input as +ve 2045-46: 19.9; Gains in Water Available For Use / Savings in Demand under the selected programme (Ml/d) input as +ve 2046-47: 19.9; Gains in Water Available For Use / Savings in Demand under the selected programme (Ml/d) input as +ve 2047-48: 19.9; Gains in Water Available For Use / Savings in Demand under the selected programme (Ml/d) input as +ve 2048-49: 19.9; Gains in Water Available For Use / Savings in Demand under the selected programme (Ml/d) input as +ve 2049-50: 19.9
52bP | Barsham Nitrate Scheme | ESW-NIT-001 | Outage reduction | Production Options | N | Preferred | ESWNCT | Ml/d | 2 | Gains in Water Available For Use / Savings in Demand under the selected programme (Ml/d) input as +ve 2029-30: 2.15; Gains in Water Available For Use / Savings in Demand under the selected programme (Ml/d) input as +ve 2030-31: 2.15; Gains in Water Available For Use / Savings in Demand under the selected programme (Ml/d) input as +ve 2031-32: 2.15; Gains in Water Available For Use / Savings in Demand under the selected programme (Ml/d) input as +ve 2032-33: 2.15; Gains in Water Available For Use / Savings in Demand under the selected programme (Ml/d) input as +ve 2033-34: 2.15; Gains in Water Available For Use / Savings in Demand under the selected programme (Ml/d) input as +ve 2034-35: 2.15; Gains in Water Available For Use / Savings in Demand under the selected programme (Ml/d) input as +ve 2035-36: 2.15; Gains in Water Available For Use / Savings in Demand under the selected programme (Ml/d) input as +ve 2036-37: 2.15; Gains in Water Available For Use / Savings in Demand under the selected programme (Ml/d) input as +ve 2037-38: 2.15; Gains in Water Available For Use / Savings in Demand under the selected programme (Ml/d) input as +ve 2038-39: 2.15; Gains in Water Available For Use / Savings in Demand under the selected programme (Ml/d) input as +ve 2039-40: 2.15; Gains in Water Available For Use / Savings in Demand under the selected programme (Ml/d) input as +ve 2040-41: 2.15; Gains in Water Available For Use / Savings in Demand under the selected programme (Ml/d) input as +ve 2041-42: 2.15; Gains in Water Available For Use / Savings in Demand under the selected programme (Ml/d) input as +ve 2042-43: 2.15; Gains in Water Available For Use / Savings in Demand under the selected programme (Ml/d) input as +ve 2043-44: 2.15; Gains in Water Available For Use / Savings in Demand under the selected programme (Ml/d) input as +ve 2044-45: 2.15; Gains in Water Available For Use / Savings in Demand under the selected programme (Ml/d) input as +ve 2045-46: 2.15; Gains in Water Available For Use / Savings in Demand under the selected programme (Ml/d) input as +ve 2046-47: 2.15; Gains in Water Available For Use / Savings in Demand under the selected programme (Ml/d) input as +ve 2047-48: 2.15; Gains in Water Available For Use / Savings in Demand under the selected programme (Ml/d) input as +ve 2048-49: 2.15; Gains in Water Available For Use / Savings in Demand under the selected programme (Ml/d) input as +ve 2049-50: 2.15
52cP | Barsham WTW Saxmundham Tower | ESW-TRA-001 | Internal Potable Transfer | Distribution Options | N | Preferred | ESWBLY | Ml/d | 2 | Gains in Water Available For Use / Savings in Demand under the selected programme (Ml/d) input as +ve 2028-29: 0.52982; Gains in Water Available For Use / Savings in Demand under the selected programme (Ml/d) input as +ve 2029-30: 0.41023; Gains in Water Available For Use / Savings in Demand under the selected programme (Ml/d) input as +ve 2030-31: 1.9969; Gains in Water Available For Use / Savings in Demand under the selected programme (Ml/d) input as +ve 2031-32: 1.9013; Gains in Water Available For Use / Savings in Demand under the selected programme (Ml/d) input as +ve 2032-33: 4.1324; Gains in Water Available For Use / Savings in Demand under the selected programme (Ml/d) input as +ve 2033-34: 4.0303; Gains in Water Available For Use / Savings in Demand under the selected programme (Ml/d) input as +ve 2034-35: 3.93; Gains in Water Available For Use / Savings in Demand under the selected programme (Ml/d) input as +ve 2035-36: 3.8812; Gains in Water Available For Use / Savings in Demand under the selected programme (Ml/d) input as +ve 2036-37: 3.8302; Gains in Water Available For Use / Savings in Demand under the selected programme (Ml/d) input as +ve 2037-38: 3.7825; Gains in Water Available For Use / Savings in Demand under the selected programme (Ml/d) input as +ve 2038-39: 3.7583; Gains in Water Available For Use / Savings in Demand under the selected programme (Ml/d) input as +ve 2039-40: 3.7284; Gains in Water Available For Use / Savings in Demand under the selected programme (Ml/d) input as +ve 2040-41: 4.6034; Gains in Water Available For Use / Savings in Demand under the selected programme (Ml/d) input as +ve 2041-42: 4.5767; Gains in Water Available For Use / Savings in Demand under the selected programme (Ml/d) input as +ve 2042-43: 4.5495; Gains in Water Available For Use / Savings in Demand under the selected programme (Ml/d) input as +ve 2043-44: 4.5382; Gains in Water Available For Use / Savings in Demand under the selected programme (Ml/d) input as +ve 2044-45: 4.5282; Gains in Water Available For Use / Savings in Demand under the selected programme (Ml/d) input as +ve 2045-46: 5.3472; Gains in Water Available For Use / Savings in Demand under the selected programme (Ml/d) input as +ve 2046-47: 5.3365; Gains in Water Available For Use / Savings in Demand under the selected programme (Ml/d) input as +ve 2047-48: 5.3231; Gains in Water Available For Use / Savings in Demand under the selected programme (Ml/d) input as +ve 2048-49: 5.3198; Gains in Water Available For Use / Savings in Demand under the selected programme (Ml/d) input as +ve 2049-50: 5.3114
52aP | Bungay to Broome WTW and Broome to Barsham WTW transfer | ESW-TRA-018 & ESW-TRA-023 | Internal raw water transfer | Resource Options | N | Preferred | ESWNCT | Ml/d | 2 | bar: Gains in Water Available For Use / Savings in Demand under the selected programme (Ml/d) input as +ve 2030-31 to Gains in Water Available For Use / Savings in Demand under the selected programme (Ml/d) input as +ve 2049-50
52cP | Transfer from Holton WTW to Eye Airfield | ESW-TRA-019 | Internal Potable Transfer | Distribution Options | N | Preferred | ESWHRT | Ml/d | 2 | Gains in Water Available For Use / Savings in Demand under the selected programme (Ml/d) input as +ve 2028-29: 2.0192; Gains in Water Available For Use / Savings in Demand under the selected programme (Ml/d) input as +ve 2029-30: 1.975; Gains in Water Available For Use / Savings in Demand under the selected programme (Ml/d) input as +ve 2030-31: 2.1603; Gains in Water Available For Use / Savings in Demand under the selected programme (Ml/d) input as +ve 2031-32: 1.9416; Gains in Water Available For Use / Savings in Demand under the selected programme (Ml/d) input as +ve 2032-33: 5.6543; Gains in Water Available For Use / Savings in Demand under the selected programme (Ml/d) input as +ve 2033-34: 5.6131; Gains in Water Available For Use / Savings in Demand under the selected programme (Ml/d) input as +ve 2034-35: 5.5425; Gains in Water Available For Use / Savings in Demand under the selected programme (Ml/d) input as +ve 2035-36: 5.4854; Gains in Water Available For Use / Savings in Demand under the selected programme (Ml/d) input as +ve 2036-37: 5.4584; Gains in Water Available For Use / Savings in Demand under the selected programme (Ml/d) input as +ve 2037-38: 5.4219; Gains in Water Available For Use / Savings in Demand under the selected programme (Ml/d) input as +ve 2038-39: 5.4008; Gains in Water Available For Use / Savings in Demand under the selected programme (Ml/d) input as +ve 2039-40: 5.3776; Gains in Water Available For Use / Savings in Demand under the selected programme (Ml/d) input as +ve 2040-41: 6.001; Gains in Water Available For Use / Savings in Demand under the selected programme (Ml/d) input as +ve 2041-42: 5.9673; Gains in Water Available For Use / Savings in Demand under the selected programme (Ml/d) input as +ve 2042-43: 5.9252; Gains in Water Available For Use / Savings in Demand under the selected programme (Ml/d) input as +ve 2043-44: 5.9053; Gains in Water Available For Use / Savings in Demand under the selected programme (Ml/d) input as +ve 2044-45: 5.9066; Gains in Water Available For Use / Savings in Demand under the selected programme (Ml/d) input as +ve 2045-46: 6.5473; Gains in Water Available For Use / Savings in Demand under the selected programme (Ml/d) input as +ve 2046-47: 6.5586; Gains in Water Available For Use / Savings in Demand under the selected programme (Ml/d) input as +ve 2047-48: 6.5703; Gains in Water Available For Use / Savings in Demand under the selected programme (Ml/d) input as +ve 2048-49: 6.5927; Gains in Water Available For Use / Savings in Demand under the selected programme (Ml/d) input as +ve 2049-50: 6.6051
52aA | Linford New WTW 10 | ESW-ABS-003 | Groundwater enhancement | Resource Options | N | Least Cost | ESWESX | Ml/d | 2 | Gains in Water Available For Use / Savings in Demand under the selected programme (Ml/d) input as +ve 2027-28: 10; Gains in Water Available For Use / Savings in Demand under the selected programme (Ml/d) input as +ve 2028-29: 10; Gains in Water Available For Use / Savings in Demand under the selected programme (Ml/d) input as +ve 2029-30: 10; Gains in Water Available For Use / Savings in Demand under the selected programme (Ml/d) input as +ve 2030-31: 10; Gains in Water Available For Use / Savings in Demand under the selected programme (Ml/d) input as +ve 2031-32: 10; Gains in Water Available For Use / Savings in Demand under the selected programme (Ml/d) input as +ve 2032-33: 10; Gains in Water Available For Use / Savings in Demand under the selected programme (Ml/d) input as +ve 2033-34: 10; Gains in Water Available For Use / Savings in Demand under the selected programme (Ml/d) input as +ve 2034-35: 10; Gains in Water Available For Use / Savings in Demand under the selected programme (Ml/d) input as +ve 2035-36: 10; Gains in Water Available For Use / Savings in Demand under the selected programme (Ml/d) input as +ve 2036-37: 10; Gains in Water Available For Use / Savings in Demand under the selected programme (Ml/d) input as +ve 2037-38: 10; Gains in Water Available For Use / Savings in Demand under the selected programme (Ml/d) input as +ve 2038-39: 10; Gains in Water Available For Use / Savings in Demand under the selected programme (Ml/d) input as +ve 2039-40: 10; Gains in Water Available For Use / Savings in Demand under the selected programme (Ml/d) input as +ve 2040-41: 10; Gains in Water Available For Use / Savings in Demand under the selected programme (Ml/d) input as +ve 2041-42: 10; Gains in Water Available For Use / Savings in Demand under the selected programme (Ml/d) input as +ve 2042-43: 10; Gains in Water Available For Use / Savings in Demand under the selected programme (Ml/d) input as +ve 2043-44: 10; Gains in Water Available For Use / Savings in Demand under the selected programme (Ml/d) input as +ve 2044-45: 10; Gains in Water Available For Use / Savings in Demand under the selected programme (Ml/d) input as +ve 2045-46: 10; Gains in Water Available For Use / Savings in Demand under the selected programme (Ml/d) input as +ve 2046-47: 10; Gains in Water Available For Use / Savings in Demand under the selected programme (Ml/d) input as +ve 2047-48: 10; Gains in Water Available For Use / Savings in Demand under the selected programme (Ml/d) input as +ve 2048-49: 10; Gains in Water Available For Use / Savings in Demand under the selected programme (Ml/d) input as +ve 2049-50: 10
52aA | Lowestoft Water Reuse to Ellingham Mill | ESW-EFR-002A | Water reuse | Resource Options | N | Least Cost | ESWNCT | Ml/d | 2 | Gains in Water Available For Use / Savings in Demand under the selected programme (Ml/d) input as +ve 2032-33: 11; Gains in Water Available For Use / Savings in Demand under the selected programme (Ml/d) input as +ve 2033-34: 11; Gains in Water Available For Use / Savings in Demand under the selected programme (Ml/d) input as +ve 2034-35: 11; Gains in Water Available For Use / Savings in Demand under the selected programme (Ml/d) input as +ve 2035-36: 11; Gains in Water Available For Use / Savings in Demand under the selected programme (Ml/d) input as +ve 2036-37: 11; Gains in Water Available For Use / Savings in Demand under the selected programme (Ml/d) input as +ve 2037-38: 11; Gains in Water Available For Use / Savings in Demand under the selected programme (Ml/d) input as +ve 2038-39: 11; Gains in Water Available For Use / Savings in Demand under the selected programme (Ml/d) input as +ve 2039-40: 11; Gains in Water Available For Use / Savings in Demand under the selected programme (Ml/d) input as +ve 2040-41: 11; Gains in Water Available For Use / Savings in Demand under the selected programme (Ml/d) input as +ve 2041-42: 11; Gains in Water Available For Use / Savings in Demand under the selected programme (Ml/d) input as +ve 2042-43: 11; Gains in Water Available For Use / Savings in Demand under the selected programme (Ml/d) input as +ve 2043-44: 11; Gains in Water Available For Use / Savings in Demand under the selected programme (Ml/d) input as +ve 2044-45: 11; Gains in Water Available For Use / Savings in Demand under the selected programme (Ml/d) input as +ve 2045-46: 11; Gains in Water Available For Use / Savings in Demand under the selected programme (Ml/d) input as +ve 2046-47: 11; Gains in Water Available For Use / Savings in Demand under the selected programme (Ml/d) input as +ve 2047-48: 11; Gains in Water Available For Use / Savings in Demand under the selected programme (Ml/d) input as +ve 2048-49: 11; Gains in Water Available For Use / Savings in Demand under the selected programme (Ml/d) input as +ve 2049-50: 11
52bA | Langham Nitrate Scheme | ESW-NIT-006 | Outage reduction | Production Options | N | Least Cost | ESWESX | Ml/d | 2 | Gains in Water Available For Use / Savings in Demand under the selected programme (Ml/d) input as +ve 2029-30: 0.9; Gains in Water Available For Use / Savings in Demand under the selected programme (Ml/d) input as +ve 2030-31: 0.9; Gains in Water Available For Use / Savings in Demand under the selected programme (Ml/d) input as +ve 2031-32: 0.9; Gains in Water Available For Use / Savings in Demand under the selected programme (Ml/d) input as +ve 2032-33: 0.9; Gains in Water Available For Use / Savings in Demand under the selected programme (Ml/d) input as +ve 2033-34: 0.9; Gains in Water Available For Use / Savings in Demand under the selected programme (Ml/d) input as +ve 2034-35: 0.9; Gains in Water Available For Use / Savings in Demand under the selected programme (Ml/d) input as +ve 2035-36: 0.9; Gains in Water Available For Use / Savings in Demand under the selected programme (Ml/d) input as +ve 2036-37: 0.9; Gains in Water Available For Use / Savings in Demand under the selected programme (Ml/d) input as +ve 2037-38: 0.9; Gains in Water Available For Use / Savings in Demand under the selected programme (Ml/d) input as +ve 2038-39: 0.9; Gains in Water Available For Use / Savings in Demand under the selected programme (Ml/d) input as +ve 2039-40: 0.9; Gains in Water Available For Use / Savings in Demand under the selected programme (Ml/d) input as +ve 2040-41: 0.9; Gains in Water Available For Use / Savings in Demand under the selected programme (Ml/d) input as +ve 2041-42: 0.9; Gains in Water Available For Use / Savings in Demand under the selected programme (Ml/d) input as +ve 2042-43: 0.9; Gains in Water Available For Use / Savings in Demand under the selected programme (Ml/d) input as +ve 2043-44: 0.9; Gains in Water Available For Use / Savings in Demand under the selected programme (Ml/d) input as +ve 2044-45: 0.9; Gains in Water Available For Use / Savings in Demand under the selected programme (Ml/d) input as +ve 2045-46: 0.9; Gains in Water Available For Use / Savings in Demand under the selected programme (Ml/d) input as +ve 2046-47: 0.9; Gains in Water Available For Use / Savings in Demand under the selected programme (Ml/d) input as +ve 2047-48: 0.9; Gains in Water Available For Use / Savings in Demand under the selected programme (Ml/d) input as +ve 2048-49: 0.9; Gains in Water Available For Use / Savings in Demand under the selected programme (Ml/d) input as +ve 2049-50: 0.9
52bA | Langford Nitrate Scheme | ESW-NIT-005 | Outage reduction | Production Options | N | Least Cost | ESWESX | Ml/d | 2 | Gains in Water Available For Use / Savings in Demand under the selected programme (Ml/d) input as +ve 2029-30: 2.75; Gains in Water Available For Use / Savings in Demand under the selected programme (Ml/d) input as +ve 2030-31: 2.75; Gains in Water Available For Use / Savings in Demand under the selected programme (Ml/d) input as +ve 2031-32: 2.75; Gains in Water Available For Use / Savings in Demand under the selected programme (Ml/d) input as +ve 2032-33: 2.75; Gains in Water Available For Use / Savings in Demand under the selected programme (Ml/d) input as +ve 2033-34: 2.75; Gains in Water Available For Use / Savings in Demand under the selected programme (Ml/d) input as +ve 2034-35: 2.75; Gains in Water Available For Use / Savings in Demand under the selected programme (Ml/d) input as +ve 2035-36: 2.75; Gains in Water Available For Use / Savings in Demand under the selected programme (Ml/d) input as +ve 2036-37: 2.75; Gains in Water Available For Use / Savings in Demand under the selected programme (Ml/d) input as +ve 2037-38: 2.75; Gains in Water Available For Use / Savings in Demand under the selected programme (Ml/d) input as +ve 2038-39: 2.75; Gains in Water Available For Use / Savings in Demand under the selected programme (Ml/d) input as +ve 2039-40: 2.75; Gains in Water Available For Use / Savings in Demand under the selected programme (Ml/d) input as +ve 2040-41: 2.75; Gains in Water Available For Use / Savings in Demand under the selected programme (Ml/d) input as +ve 2041-42: 2.75; Gains in Water Available For Use / Savings in Demand under the selected programme (Ml/d) input as +ve 2042-43: 2.75; Gains in Water Available For Use / Savings in Demand under the selected programme (Ml/d) input as +ve 2043-44: 2.75; Gains in Water Available For Use / Savings in Demand under the selected programme (Ml/d) input as +ve 2044-45: 2.75; Gains in Water Available For Use / Savings in Demand under the selected programme (Ml/d) input as +ve 2045-46: 2.75; Gains in Water Available For Use / Savings in Demand under the selected programme (Ml/d) input as +ve 2046-47: 2.75; Gains in Water Available For Use / Savings in Demand under the selected programme (Ml/d) input as +ve 2047-48: 2.75; Gains in Water Available For Use / Savings in Demand under the selected programme (Ml/d) input as +ve 2048-49: 2.75; Gains in Water Available For Use / Savings in Demand under the selected programme (Ml/d) input as +ve 2049-50: 2.75
52aA | Abberton RWPS and Clarifier | ESW-PMP-001A | Groundwater enhancement | Resource Options | N | Least Cost | ESWESX | Ml/d | 2 | Gains in Water Available For Use / Savings in Demand under the selected programme (Ml/d) input as +ve 2030-31: 8; Gains in Water Available For Use / Savings in Demand under the selected programme (Ml/d) input as +ve 2031-32: 8; Gains in Water Available For Use / Savings in Demand under the selected programme (Ml/d) input as +ve 2032-33: 8; Gains in Water Available For Use / Savings in Demand under the selected programme (Ml/d) input as +ve 2033-34: 8; Gains in Water Available For Use / Savings in Demand under the selected programme (Ml/d) input as +ve 2034-35: 8; Gains in Water Available For Use / Savings in Demand under the selected programme (Ml/d) input as +ve 2035-36: 8; Gains in Water Available For Use / Savings in Demand under the selected programme (Ml/d) input as +ve 2036-37: 8; Gains in Water Available For Use / Savings in Demand under the selected programme (Ml/d) input as +ve 2037-38: 8; Gains in Water Available For Use / Savings in Demand under the selected programme (Ml/d) input as +ve 2038-39: 8; Gains in Water Available For Use / Savings in Demand under the selected programme (Ml/d) input as +ve 2039-40: 8; Gains in Water Available For Use / Savings in Demand under the selected programme (Ml/d) input as +ve 2040-41: 8; Gains in Water Available For Use / Savings in Demand under the selected programme (Ml/d) input as +ve 2041-42: 8; Gains in Water Available For Use / Savings in Demand under the selected programme (Ml/d) input as +ve 2042-43: 8; Gains in Water Available For Use / Savings in Demand under the selected programme (Ml/d) input as +ve 2043-44: 8; Gains in Water Available For Use / Savings in Demand under the selected programme (Ml/d) input as +ve 2044-45: 8; Gains in Water Available For Use / Savings in Demand under the selected programme (Ml/d) input as +ve 2045-46: 8; Gains in Water Available For Use / Savings in Demand under the selected programme (Ml/d) input as +ve 2046-47: 8; Gains in Water Available For Use / Savings in Demand under the selected programme (Ml/d) input as +ve 2047-48: 8; Gains in Water Available For Use / Savings in Demand under the selected programme (Ml/d) input as +ve 2048-49: 8; Gains in Water Available For Use / Savings in Demand under the selected programme (Ml/d) input as +ve 2049-50: 8
52bA | Langford UV | ESW-UVC-001 | Outage reduction | Production Options | N | Least Cost | ESWESX | Ml/d | 2 | Gains in Water Available For Use / Savings in Demand under the selected programme (Ml/d) input as +ve 2029-30: 0.2; Gains in Water Available For Use / Savings in Demand under the selected programme (Ml/d) input as +ve 2030-31: 0.2; Gains in Water Available For Use / Savings in Demand under the selected programme (Ml/d) input as +ve 2031-32: 0.2; Gains in Water Available For Use / Savings in Demand under the selected programme (Ml/d) input as +ve 2032-33: 0.2; Gains in Water Available For Use / Savings in Demand under the selected programme (Ml/d) input as +ve 2033-34: 0.2; Gains in Water Available For Use / Savings in Demand under the selected programme (Ml/d) input as +ve 2034-35: 0.2; Gains in Water Available For Use / Savings in Demand under the selected programme (Ml/d) input as +ve 2035-36: 0.2; Gains in Water Available For Use / Savings in Demand under the selected programme (Ml/d) input as +ve 2036-37: 0.2; Gains in Water Available For Use / Savings in Demand under the selected programme (Ml/d) input as +ve 2037-38: 0.2; Gains in Water Available For Use / Savings in Demand under the selected programme (Ml/d) input as +ve 2038-39: 0.2; Gains in Water Available For Use / Savings in Demand under the selected programme (Ml/d) input as +ve 2039-40: 0.2; Gains in Water Available For Use / Savings in Demand under the selected programme (Ml/d) input as +ve 2040-41: 0.2; Gains in Water Available For Use / Savings in Demand under the selected programme (Ml/d) input as +ve 2041-42: 0.2; Gains in Water Available For Use / Savings in Demand under the selected programme (Ml/d) input as +ve 2042-43: 0.2; Gains in Water Available For Use / Savings in Demand under the selected programme (Ml/d) input as +ve 2043-44: 0.2; Gains in Water Available For Use / Savings in Demand under the selected programme (Ml/d) input as +ve 2044-45: 0.2; Gains in Water Available For Use / Savings in Demand under the selected programme (Ml/d) input as +ve 2045-46: 0.2; Gains in Water Available For Use / Savings in Demand under the selected programme (Ml/d) input as +ve 2046-47: 0.2; Gains in Water Available For Use / Savings in Demand under the selected programme (Ml/d) input as +ve 2047-48: 0.2; Gains in Water Available For Use / Savings in Demand under the selected programme (Ml/d) input as +ve 2048-49: 0.2; Gains in Water Available For Use / Savings in Demand under the selected programme (Ml/d) input as +ve 2049-50: 0.2
52aA | North Suffolk Winter Storage Reservoir 7500 and Transfer | ESW-RES-002C | New Reservoir | Resource Options | N | Least Cost | ESWNCT | Ml/d | 2 | Gains in Water Available For Use / Savings in Demand under the selected programme (Ml/d) input as +ve 2040-41: 19.9; Gains in Water Available For Use / Savings in Demand under the selected programme (Ml/d) input as +ve 2041-42: 19.9; Gains in Water Available For Use / Savings in Demand under the selected programme (Ml/d) input as +ve 2042-43: 19.9; Gains in Water Available For Use / Savings in Demand under the selected programme (Ml/d) input as +ve 2043-44: 19.9; Gains in Water Available For Use / Savings in Demand under the selected programme (Ml/d) input as +ve 2044-45: 19.9; Gains in Water Available For Use / Savings in Demand under the selected programme (Ml/d) input as +ve 2045-46: 19.9; Gains in Water Available For Use / Savings in Demand under the selected programme (Ml/d) input as +ve 2046-47: 19.9; Gains in Water Available For Use / Savings in Demand under the selected programme (Ml/d) input as +ve 2047-48: 19.9; Gains in Water Available For Use / Savings in Demand under the selected programme (Ml/d) input as +ve 2048-49: 19.9; Gains in Water Available For Use / Savings in Demand under the selected programme (Ml/d) input as +ve 2049-50: 19.9
52bA | Barsham Nitrate Scheme | ESW-NIT-001 | Outage reduction | Production Options | N | Least Cost | ESWNCT | Ml/d | 2 | Gains in Water Available For Use / Savings in Demand under the selected programme (Ml/d) input as +ve 2029-30: 2.15; Gains in Water Available For Use / Savings in Demand under the selected programme (Ml/d) input as +ve 2030-31: 2.15; Gains in Water Available For Use / Savings in Demand under the selected programme (Ml/d) input as +ve 2031-32: 2.15; Gains in Water Available For Use / Savings in Demand under the selected programme (Ml/d) input as +ve 2032-33: 2.15; Gains in Water Available For Use / Savings in Demand under the selected programme (Ml/d) input as +ve 2033-34: 2.15; Gains in Water Available For Use / Savings in Demand under the selected programme (Ml/d) input as +ve 2034-35: 2.15; Gains in Water Available For Use / Savings in Demand under the selected programme (Ml/d) input as +ve 2035-36: 2.15; Gains in Water Available For Use / Savings in Demand under the selected programme (Ml/d) input as +ve 2036-37: 2.15; Gains in Water Available For Use / Savings in Demand under the selected programme (Ml/d) input as +ve 2037-38: 2.15; Gains in Water Available For Use / Savings in Demand under the selected programme (Ml/d) input as +ve 2038-39: 2.15; Gains in Water Available For Use / Savings in Demand under the selected programme (Ml/d) input as +ve 2039-40: 2.15; Gains in Water Available For Use / Savings in Demand under the selected programme (Ml/d) input as +ve 2040-41: 2.15; Gains in Water Available For Use / Savings in Demand under the selected programme (Ml/d) input as +ve 2041-42: 2.15; Gains in Water Available For Use / Savings in Demand under the selected programme (Ml/d) input as +ve 2042-43: 2.15; Gains in Water Available For Use / Savings in Demand under the selected programme (Ml/d) input as +ve 2043-44: 2.15; Gains in Water Available For Use / Savings in Demand under the selected programme (Ml/d) input as +ve 2044-45: 2.15; Gains in Water Available For Use / Savings in Demand under the selected programme (Ml/d) input as +ve 2045-46: 2.15; Gains in Water Available For Use / Savings in Demand under the selected programme (Ml/d) input as +ve 2046-47: 2.15; Gains in Water Available For Use / Savings in Demand under the selected programme (Ml/d) input as +ve 2047-48: 2.15; Gains in Water Available For Use / Savings in Demand under the selected programme (Ml/d) input as +ve 2048-49: 2.15; Gains in Water Available For Use / Savings in Demand under the selected programme (Ml/d) input as +ve 2049-50: 2.15
52cA | Barsham WTW Saxmundham Tower | ESW-TRA-001 | Internal Potable Transfer | Distribution Options | N | Least Cost | ESWBLY | Ml/d | 2 | Gains in Water Available For Use / Savings in Demand under the selected programme (Ml/d) input as +ve 2028-29: 0.52982; Gains in Water Available For Use / Savings in Demand under the selected programme (Ml/d) input as +ve 2029-30: 0.41023; Gains in Water Available For Use / Savings in Demand under the selected programme (Ml/d) input as +ve 2030-31: 1.9969; Gains in Water Available For Use / Savings in Demand under the selected programme (Ml/d) input as +ve 2031-32: 1.9013; Gains in Water Available For Use / Savings in Demand under the selected programme (Ml/d) input as +ve 2032-33: 4.1324; Gains in Water Available For Use / Savings in Demand under the selected programme (Ml/d) input as +ve 2033-34: 4.0303; Gains in Water Available For Use / Savings in Demand under the selected programme (Ml/d) input as +ve 2034-35: 3.93; Gains in Water Available For Use / Savings in Demand under the selected programme (Ml/d) input as +ve 2035-36: 3.8812; Gains in Water Available For Use / Savings in Demand under the selected programme (Ml/d) input as +ve 2036-37: 3.8302; Gains in Water Available For Use / Savings in Demand under the selected programme (Ml/d) input as +ve 2037-38: 3.7825; Gains in Water Available For Use / Savings in Demand under the selected programme (Ml/d) input as +ve 2038-39: 3.7583; Gains in Water Available For Use / Savings in Demand under the selected programme (Ml/d) input as +ve 2039-40: 3.7284; Gains in Water Available For Use / Savings in Demand under the selected programme (Ml/d) input as +ve 2040-41: 4.6034; Gains in Water Available For Use / Savings in Demand under the selected programme (Ml/d) input as +ve 2041-42: 4.5767; Gains in Water Available For Use / Savings in Demand under the selected programme (Ml/d) input as +ve 2042-43: 4.5495; Gains in Water Available For Use / Savings in Demand under the selected programme (Ml/d) input as +ve 2043-44: 4.5382; Gains in Water Available For Use / Savings in Demand under the selected programme (Ml/d) input as +ve 2044-45: 4.5282; Gains in Water Available For Use / Savings in Demand under the selected programme (Ml/d) input as +ve 2045-46: 5.3472; Gains in Water Available For Use / Savings in Demand under the selected programme (Ml/d) input as +ve 2046-47: 5.3365; Gains in Water Available For Use / Savings in Demand under the selected programme (Ml/d) input as +ve 2047-48: 5.3231; Gains in Water Available For Use / Savings in Demand under the selected programme (Ml/d) input as +ve 2048-49: 5.3198; Gains in Water Available For Use / Savings in Demand under the selected programme (Ml/d) input as +ve 2049-50: 5.3114
52aA | Bungay to Broome WTW and Broome to Barsham WTW transfer | ESW-TRA-018 & ESW-TRA-023 | Internal raw water transfer | Resource Options | N | Least Cost | ESWNCT | Ml/d | 2 | bar: Gains in Water Available For Use / Savings in Demand under the selected programme (Ml/d) input as +ve 2030-31 to Gains in Water Available For Use / Savings in Demand under the selected programme (Ml/d) input as +ve 2049-50
52cA | Transfer from Holton WTW to Eye Airfield | ESW-TRA-019 | Internal Potable Transfer | Distribution Options | N | Least Cost | ESWHRT | Ml/d | 2 | Gains in Water Available For Use / Savings in Demand under the selected programme (Ml/d) input as +ve 2028-29: 2.0192; Gains in Water Available For Use / Savings in Demand under the selected programme (Ml/d) input as +ve 2029-30: 1.975; Gains in Water Available For Use / Savings in Demand under the selected programme (Ml/d) input as +ve 2030-31: 2.1603; Gains in Water Available For Use / Savings in Demand under the selected programme (Ml/d) input as +ve 2031-32: 1.9416; Gains in Water Available For Use / Savings in Demand under the selected programme (Ml/d) input as +ve 2032-33: 5.6543; Gains in Water Available For Use / Savings in Demand under the selected programme (Ml/d) input as +ve 2033-34: 5.6131; Gains in Water Available For Use / Savings in Demand under the selected programme (Ml/d) input as +ve 2034-35: 5.5425; Gains in Water Available For Use / Savings in Demand under the selected programme (Ml/d) input as +ve 2035-36: 5.4854; Gains in Water Available For Use / Savings in Demand under the selected programme (Ml/d) input as +ve 2036-37: 5.4584; Gains in Water Available For Use / Savings in Demand under the selected programme (Ml/d) input as +ve 2037-38: 5.4219; Gains in Water Available For Use / Savings in Demand under the selected programme (Ml/d) input as +ve 2038-39: 5.4008; Gains in Water Available For Use / Savings in Demand under the selected programme (Ml/d) input as +ve 2039-40: 5.3776; Gains in Water Available For Use / Savings in Demand under the selected programme (Ml/d) input as +ve 2040-41: 6.001; Gains in Water Available For Use / Savings in Demand under the selected programme (Ml/d) input as +ve 2041-42: 5.9673; Gains in Water Available For Use / Savings in Demand under the selected programme (Ml/d) input as +ve 2042-43: 5.9252; Gains in Water Available For Use / Savings in Demand under the selected programme (Ml/d) input as +ve 2043-44: 5.9053; Gains in Water Available For Use / Savings in Demand under the selected programme (Ml/d) input as +ve 2044-45: 5.9066; Gains in Water Available For Use / Savings in Demand under the selected programme (Ml/d) input as +ve 2045-46: 6.5473; Gains in Water Available For Use / Savings in Demand under the selected programme (Ml/d) input as +ve 2046-47: 6.5586; Gains in Water Available For Use / Savings in Demand under the selected programme (Ml/d) input as +ve 2047-48: 6.5703; Gains in Water Available For Use / Savings in Demand under the selected programme (Ml/d) input as +ve 2048-49: 6.5927; Gains in Water Available For Use / Savings in Demand under the selected programme (Ml/d) input as +ve 2049-50: 6.6051
52aA | Linford New WTW 10 | ESW-ABS-003 | Groundwater enhancement | Resource Options | N | Ofwat Core | ESWESX | Ml/d | 2 | Gains in Water Available For Use / Savings in Demand under the selected programme (Ml/d) input as +ve 2027-28: 10; Gains in Water Available For Use / Savings in Demand under the selected programme (Ml/d) input as +ve 2028-29: 10; Gains in Water Available For Use / Savings in Demand under the selected programme (Ml/d) input as +ve 2029-30: 10; Gains in Water Available For Use / Savings in Demand under the selected programme (Ml/d) input as +ve 2030-31: 10; Gains in Water Available For Use / Savings in Demand under the selected programme (Ml/d) input as +ve 2031-32: 10; Gains in Water Available For Use / Savings in Demand under the selected programme (Ml/d) input as +ve 2032-33: 10; Gains in Water Available For Use / Savings in Demand under the selected programme (Ml/d) input as +ve 2033-34: 10; Gains in Water Available For Use / Savings in Demand under the selected programme (Ml/d) input as +ve 2034-35: 10; Gains in Water Available For Use / Savings in Demand under the selected programme (Ml/d) input as +ve 2035-36: 10; Gains in Water Available For Use / Savings in Demand under the selected programme (Ml/d) input as +ve 2036-37: 10; Gains in Water Available For Use / Savings in Demand under the selected programme (Ml/d) input as +ve 2037-38: 10; Gains in Water Available For Use / Savings in Demand under the selected programme (Ml/d) input as +ve 2038-39: 10; Gains in Water Available For Use / Savings in Demand under the selected programme (Ml/d) input as +ve 2039-40: 10; Gains in Water Available For Use / Savings in Demand under the selected programme (Ml/d) input as +ve 2040-41: 10; Gains in Water Available For Use / Savings in Demand under the selected programme (Ml/d) input as +ve 2041-42: 10; Gains in Water Available For Use / Savings in Demand under the selected programme (Ml/d) input as +ve 2042-43: 10; Gains in Water Available For Use / Savings in Demand under the selected programme (Ml/d) input as +ve 2043-44: 10; Gains in Water Available For Use / Savings in Demand under the selected programme (Ml/d) input as +ve 2044-45: 10; Gains in Water Available For Use / Savings in Demand under the selected programme (Ml/d) input as +ve 2045-46: 10; Gains in Water Available For Use / Savings in Demand under the selected programme (Ml/d) input as +ve 2046-47: 10; Gains in Water Available For Use / Savings in Demand under the selected programme (Ml/d) input as +ve 2047-48: 10; Gains in Water Available For Use / Savings in Demand under the selected programme (Ml/d) input as +ve 2048-49: 10; Gains in Water Available For Use / Savings in Demand under the selected programme (Ml/d) input as +ve 2049-50: 10
52aA | Lowestoft Water Reuse to Ellingham Mill | ESW-EFR-002A | Water reuse | Resource Options | N | Ofwat Core | ESWNCT | Ml/d | 2 | Gains in Water Available For Use / Savings in Demand under the selected programme (Ml/d) input as +ve 2032-33: 11; Gains in Water Available For Use / Savings in Demand under the selected programme (Ml/d) input as +ve 2033-34: 11; Gains in Water Available For Use / Savings in Demand under the selected programme (Ml/d) input as +ve 2034-35: 11; Gains in Water Available For Use / Savings in Demand under the selected programme (Ml/d) input as +ve 2035-36: 11; Gains in Water Available For Use / Savings in Demand under the selected programme (Ml/d) input as +ve 2036-37: 11; Gains in Water Available For Use / Savings in Demand under the selected programme (Ml/d) input as +ve 2037-38: 11; Gains in Water Available For Use / Savings in Demand under the selected programme (Ml/d) input as +ve 2038-39: 11; Gains in Water Available For Use / Savings in Demand under the selected programme (Ml/d) input as +ve 2039-40: 11; Gains in Water Available For Use / Savings in Demand under the selected programme (Ml/d) input as +ve 2040-41: 11; Gains in Water Available For Use / Savings in Demand under the selected programme (Ml/d) input as +ve 2041-42: 11; Gains in Water Available For Use / Savings in Demand under the selected programme (Ml/d) input as +ve 2042-43: 11; Gains in Water Available For Use / Savings in Demand under the selected programme (Ml/d) input as +ve 2043-44: 11; Gains in Water Available For Use / Savings in Demand under the selected programme (Ml/d) input as +ve 2044-45: 11; Gains in Water Available For Use / Savings in Demand under the selected programme (Ml/d) input as +ve 2045-46: 11; Gains in Water Available For Use / Savings in Demand under the selected programme (Ml/d) input as +ve 2046-47: 11; Gains in Water Available For Use / Savings in Demand under the selected programme (Ml/d) input as +ve 2047-48: 11; Gains in Water Available For Use / Savings in Demand under the selected programme (Ml/d) input as +ve 2048-49: 11; Gains in Water Available For Use / Savings in Demand under the selected programme (Ml/d) input as +ve 2049-50: 11
52bA | Langham Nitrate Scheme | ESW-NIT-006 | Outage reduction | Production Options | N | Ofwat Core | ESWESX | Ml/d | 2 | Gains in Water Available For Use / Savings in Demand under the selected programme (Ml/d) input as +ve 2029-30: 0.9; Gains in Water Available For Use / Savings in Demand under the selected programme (Ml/d) input as +ve 2030-31: 0.9; Gains in Water Available For Use / Savings in Demand under the selected programme (Ml/d) input as +ve 2031-32: 0.9; Gains in Water Available For Use / Savings in Demand under the selected programme (Ml/d) input as +ve 2032-33: 0.9; Gains in Water Available For Use / Savings in Demand under the selected programme (Ml/d) input as +ve 2033-34: 0.9; Gains in Water Available For Use / Savings in Demand under the selected programme (Ml/d) input as +ve 2034-35: 0.9; Gains in Water Available For Use / Savings in Demand under the selected programme (Ml/d) input as +ve 2035-36: 0.9; Gains in Water Available For Use / Savings in Demand under the selected programme (Ml/d) input as +ve 2036-37: 0.9; Gains in Water Available For Use / Savings in Demand under the selected programme (Ml/d) input as +ve 2037-38: 0.9; Gains in Water Available For Use / Savings in Demand under the selected programme (Ml/d) input as +ve 2038-39: 0.9; Gains in Water Available For Use / Savings in Demand under the selected programme (Ml/d) input as +ve 2039-40: 0.9; Gains in Water Available For Use / Savings in Demand under the selected programme (Ml/d) input as +ve 2040-41: 0.9; Gains in Water Available For Use / Savings in Demand under the selected programme (Ml/d) input as +ve 2041-42: 0.9; Gains in Water Available For Use / Savings in Demand under the selected programme (Ml/d) input as +ve 2042-43: 0.9; Gains in Water Available For Use / Savings in Demand under the selected programme (Ml/d) input as +ve 2043-44: 0.9; Gains in Water Available For Use / Savings in Demand under the selected programme (Ml/d) input as +ve 2044-45: 0.9; Gains in Water Available For Use / Savings in Demand under the selected programme (Ml/d) input as +ve 2045-46: 0.9; Gains in Water Available For Use / Savings in Demand under the selected programme (Ml/d) input as +ve 2046-47: 0.9; Gains in Water Available For Use / Savings in Demand under the selected programme (Ml/d) input as +ve 2047-48: 0.9; Gains in Water Available For Use / Savings in Demand under the selected programme (Ml/d) input as +ve 2048-49: 0.9; Gains in Water Available For Use / Savings in Demand under the selected programme (Ml/d) input as +ve 2049-50: 0.9
52bA | Langford Nitrate Scheme | ESW-NIT-005 | Outage reduction | Production Options | N | Ofwat Core | ESWESX | Ml/d | 2 | Gains in Water Available For Use / Savings in Demand under the selected programme (Ml/d) input as +ve 2029-30: 2.75; Gains in Water Available For Use / Savings in Demand under the selected programme (Ml/d) input as +ve 2030-31: 2.75; Gains in Water Available For Use / Savings in Demand under the selected programme (Ml/d) input as +ve 2031-32: 2.75; Gains in Water Available For Use / Savings in Demand under the selected programme (Ml/d) input as +ve 2032-33: 2.75; Gains in Water Available For Use / Savings in Demand under the selected programme (Ml/d) input as +ve 2033-34: 2.75; Gains in Water Available For Use / Savings in Demand under the selected programme (Ml/d) input as +ve 2034-35: 2.75; Gains in Water Available For Use / Savings in Demand under the selected programme (Ml/d) input as +ve 2035-36: 2.75; Gains in Water Available For Use / Savings in Demand under the selected programme (Ml/d) input as +ve 2036-37: 2.75; Gains in Water Available For Use / Savings in Demand under the selected programme (Ml/d) input as +ve 2037-38: 2.75; Gains in Water Available For Use / Savings in Demand under the selected programme (Ml/d) input as +ve 2038-39: 2.75; Gains in Water Available For Use / Savings in Demand under the selected programme (Ml/d) input as +ve 2039-40: 2.75; Gains in Water Available For Use / Savings in Demand under the selected programme (Ml/d) input as +ve 2040-41: 2.75; Gains in Water Available For Use / Savings in Demand under the selected programme (Ml/d) input as +ve 2041-42: 2.75; Gains in Water Available For Use / Savings in Demand under the selected programme (Ml/d) input as +ve 2042-43: 2.75; Gains in Water Available For Use / Savings in Demand under the selected programme (Ml/d) input as +ve 2043-44: 2.75; Gains in Water Available For Use / Savings in Demand under the selected programme (Ml/d) input as +ve 2044-45: 2.75; Gains in Water Available For Use / Savings in Demand under the selected programme (Ml/d) input as +ve 2045-46: 2.75; Gains in Water Available For Use / Savings in Demand under the selected programme (Ml/d) input as +ve 2046-47: 2.75; Gains in Water Available For Use / Savings in Demand under the selected programme (Ml/d) input as +ve 2047-48: 2.75; Gains in Water Available For Use / Savings in Demand under the selected programme (Ml/d) input as +ve 2048-49: 2.75; Gains in Water Available For Use / Savings in Demand under the selected programme (Ml/d) input as +ve 2049-50: 2.75
52aA | Abberton RWPS and Clarifier | ESW-PMP-001A | Groundwater enhancement | Resource Options | N | Ofwat Core | ESWESX | Ml/d | 2 | Gains in Water Available For Use / Savings in Demand under the selected programme (Ml/d) input as +ve 2030-31: 8; Gains in Water Available For Use / Savings in Demand under the selected programme (Ml/d) input as +ve 2031-32: 8; Gains in Water Available For Use / Savings in Demand under the selected programme (Ml/d) input as +ve 2032-33: 8; Gains in Water Available For Use / Savings in Demand under the selected programme (Ml/d) input as +ve 2033-34: 8; Gains in Water Available For Use / Savings in Demand under the selected programme (Ml/d) input as +ve 2034-35: 8; Gains in Water Available For Use / Savings in Demand under the selected programme (Ml/d) input as +ve 2035-36: 8; Gains in Water Available For Use / Savings in Demand under the selected programme (Ml/d) input as +ve 2036-37: 8; Gains in Water Available For Use / Savings in Demand under the selected programme (Ml/d) input as +ve 2037-38: 8; Gains in Water Available For Use / Savings in Demand under the selected programme (Ml/d) input as +ve 2038-39: 8; Gains in Water Available For Use / Savings in Demand under the selected programme (Ml/d) input as +ve 2039-40: 8; Gains in Water Available For Use / Savings in Demand under the selected programme (Ml/d) input as +ve 2040-41: 8; Gains in Water Available For Use / Savings in Demand under the selected programme (Ml/d) input as +ve 2041-42: 8; Gains in Water Available For Use / Savings in Demand under the selected programme (Ml/d) input as +ve 2042-43: 8; Gains in Water Available For Use / Savings in Demand under the selected programme (Ml/d) input as +ve 2043-44: 8; Gains in Water Available For Use / Savings in Demand under the selected programme (Ml/d) input as +ve 2044-45: 8; Gains in Water Available For Use / Savings in Demand under the selected programme (Ml/d) input as +ve 2045-46: 8; Gains in Water Available For Use / Savings in Demand under the selected programme (Ml/d) input as +ve 2046-47: 8; Gains in Water Available For Use / Savings in Demand under the selected programme (Ml/d) input as +ve 2047-48: 8; Gains in Water Available For Use / Savings in Demand under the selected programme (Ml/d) input as +ve 2048-49: 8; Gains in Water Available For Use / Savings in Demand under the selected programme (Ml/d) input as +ve 2049-50: 8
52bA | Langford UV | ESW-UVC-001 | Outage reduction | Production Options | N | Ofwat Core | ESWESX | Ml/d | 2 | Gains in Water Available For Use / Savings in Demand under the selected programme (Ml/d) input as +ve 2029-30: 0.2; Gains in Water Available For Use / Savings in Demand under the selected programme (Ml/d) input as +ve 2030-31: 0.2; Gains in Water Available For Use / Savings in Demand under the selected programme (Ml/d) input as +ve 2031-32: 0.2; Gains in Water Available For Use / Savings in Demand under the selected programme (Ml/d) input as +ve 2032-33: 0.2; Gains in Water Available For Use / Savings in Demand under the selected programme (Ml/d) input as +ve 2033-34: 0.2; Gains in Water Available For Use / Savings in Demand under the selected programme (Ml/d) input as +ve 2034-35: 0.2; Gains in Water Available For Use / Savings in Demand under the selected programme (Ml/d) input as +ve 2035-36: 0.2; Gains in Water Available For Use / Savings in Demand under the selected programme (Ml/d) input as +ve 2036-37: 0.2; Gains in Water Available For Use / Savings in Demand under the selected programme (Ml/d) input as +ve 2037-38: 0.2; Gains in Water Available For Use / Savings in Demand under the selected programme (Ml/d) input as +ve 2038-39: 0.2; Gains in Water Available For Use / Savings in Demand under the selected programme (Ml/d) input as +ve 2039-40: 0.2; Gains in Water Available For Use / Savings in Demand under the selected programme (Ml/d) input as +ve 2040-41: 0.2; Gains in Water Available For Use / Savings in Demand under the selected programme (Ml/d) input as +ve 2041-42: 0.2; Gains in Water Available For Use / Savings in Demand under the selected programme (Ml/d) input as +ve 2042-43: 0.2; Gains in Water Available For Use / Savings in Demand under the selected programme (Ml/d) input as +ve 2043-44: 0.2; Gains in Water Available For Use / Savings in Demand under the selected programme (Ml/d) input as +ve 2044-45: 0.2; Gains in Water Available For Use / Savings in Demand under the selected programme (Ml/d) input as +ve 2045-46: 0.2; Gains in Water Available For Use / Savings in Demand under the selected programme (Ml/d) input as +ve 2046-47: 0.2; Gains in Water Available For Use / Savings in Demand under the selected programme (Ml/d) input as +ve 2047-48: 0.2; Gains in Water Available For Use / Savings in Demand under the selected programme (Ml/d) input as +ve 2048-49: 0.2; Gains in Water Available For Use / Savings in Demand under the selected programme (Ml/d) input as +ve 2049-50: 0.2
52bA | Barsham Nitrate Scheme | ESW-NIT-001 | Outage reduction | Production Options | N | Ofwat Core | ESWNCT | Ml/d | 2 | Gains in Water Available For Use / Savings in Demand under the selected programme (Ml/d) input as +ve 2029-30: 2.15; Gains in Water Available For Use / Savings in Demand under the selected programme (Ml/d) input as +ve 2030-31: 2.15; Gains in Water Available For Use / Savings in Demand under the selected programme (Ml/d) input as +ve 2031-32: 2.15; Gains in Water Available For Use / Savings in Demand under the selected programme (Ml/d) input as +ve 2032-33: 2.15; Gains in Water Available For Use / Savings in Demand under the selected programme (Ml/d) input as +ve 2033-34: 2.15; Gains in Water Available For Use / Savings in Demand under the selected programme (Ml/d) input as +ve 2034-35: 2.15; Gains in Water Available For Use / Savings in Demand under the selected programme (Ml/d) input as +ve 2035-36: 2.15; Gains in Water Available For Use / Savings in Demand under the selected programme (Ml/d) input as +ve 2036-37: 2.15; Gains in Water Available For Use / Savings in Demand under the selected programme (Ml/d) input as +ve 2037-38: 2.15; Gains in Water Available For Use / Savings in Demand under the selected programme (Ml/d) input as +ve 2038-39: 2.15; Gains in Water Available For Use / Savings in Demand under the selected programme (Ml/d) input as +ve 2039-40: 2.15; Gains in Water Available For Use / Savings in Demand under the selected programme (Ml/d) input as +ve 2040-41: 2.15; Gains in Water Available For Use / Savings in Demand under the selected programme (Ml/d) input as +ve 2041-42: 2.15; Gains in Water Available For Use / Savings in Demand under the selected programme (Ml/d) input as +ve 2042-43: 2.15; Gains in Water Available For Use / Savings in Demand under the selected programme (Ml/d) input as +ve 2043-44: 2.15; Gains in Water Available For Use / Savings in Demand under the selected programme (Ml/d) input as +ve 2044-45: 2.15; Gains in Water Available For Use / Savings in Demand under the selected programme (Ml/d) input as +ve 2045-46: 2.15; Gains in Water Available For Use / Savings in Demand under the selected programme (Ml/d) input as +ve 2046-47: 2.15; Gains in Water Available For Use / Savings in Demand under the selected programme (Ml/d) input as +ve 2047-48: 2.15; Gains in Water Available For Use / Savings in Demand under the selected programme (Ml/d) input as +ve 2048-49: 2.15; Gains in Water Available For Use / Savings in Demand under the selected programme (Ml/d) input as +ve 2049-50: 2.15
52cA | Barsham WTW Saxmundham Tower | ESW-TRA-001 | Internal Potable Transfer | Distribution Options | N | Ofwat Core | ESWBLY | Ml/d | 2 | Gains in Water Available For Use / Savings in Demand under the selected programme (Ml/d) input as +ve 2028-29: 0.52982; Gains in Water Available For Use / Savings in Demand under the selected programme (Ml/d) input as +ve 2029-30: 0.41023; Gains in Water Available For Use / Savings in Demand under the selected programme (Ml/d) input as +ve 2030-31: 1.9969; Gains in Water Available For Use / Savings in Demand under the selected programme (Ml/d) input as +ve 2031-32: 1.9013; Gains in Water Available For Use / Savings in Demand under the selected programme (Ml/d) input as +ve 2032-33: 4.1324; Gains in Water Available For Use / Savings in Demand under the selected programme (Ml/d) input as +ve 2033-34: 4.0303; Gains in Water Available For Use / Savings in Demand under the selected programme (Ml/d) input as +ve 2034-35: 3.93; Gains in Water Available For Use / Savings in Demand under the selected programme (Ml/d) input as +ve 2035-36: 3.8812; Gains in Water Available For Use / Savings in Demand under the selected programme (Ml/d) input as +ve 2036-37: 3.8302; Gains in Water Available For Use / Savings in Demand under the selected programme (Ml/d) input as +ve 2037-38: 3.7825; Gains in Water Available For Use / Savings in Demand under the selected programme (Ml/d) input as +ve 2038-39: 3.7583; Gains in Water Available For Use / Savings in Demand under the selected programme (Ml/d) input as +ve 2039-40: 3.7284; Gains in Water Available For Use / Savings in Demand under the selected programme (Ml/d) input as +ve 2040-41: 4.6034; Gains in Water Available For Use / Savings in Demand under the selected programme (Ml/d) input as +ve 2041-42: 4.5767; Gains in Water Available For Use / Savings in Demand under the selected programme (Ml/d) input as +ve 2042-43: 4.5495; Gains in Water Available For Use / Savings in Demand under the selected programme (Ml/d) input as +ve 2043-44: 4.5382; Gains in Water Available For Use / Savings in Demand under the selected programme (Ml/d) input as +ve 2044-45: 4.5282; Gains in Water Available For Use / Savings in Demand under the selected programme (Ml/d) input as +ve 2045-46: 5.3472; Gains in Water Available For Use / Savings in Demand under the selected programme (Ml/d) input as +ve 2046-47: 5.3365; Gains in Water Available For Use / Savings in Demand under the selected programme (Ml/d) input as +ve 2047-48: 5.3231; Gains in Water Available For Use / Savings in Demand under the selected programme (Ml/d) input as +ve 2048-49: 5.3198; Gains in Water Available For Use / Savings in Demand under the selected programme (Ml/d) input as +ve 2049-50: 5.3114
52aA | Bungay to Broome WTW and Broome to Barsham WTW transfer | ESW-TRA-018 & ESW-TRA-023 | Internal raw water transfer | Resource Options | N | Ofwat Core | ESWNCT | Ml/d | 2 | bar: Gains in Water Available For Use / Savings in Demand under the selected programme (Ml/d) input as +ve 2030-31 to Gains in Water Available For Use / Savings in Demand under the selected programme (Ml/d) input as +ve 2049-50
52cA | Transfer from Holton WTW to Eye Airfield | ESW-TRA-019 | Internal Potable Transfer | Distribution Options | N | Ofwat Core | ESWHRT | Ml/d | 2 | Gains in Water Available For Use / Savings in Demand under the selected programme (Ml/d) input as +ve 2028-29: 2.0192; Gains in Water Available For Use / Savings in Demand under the selected programme (Ml/d) input as +ve 2029-30: 1.975; Gains in Water Available For Use / Savings in Demand under the selected programme (Ml/d) input as +ve 2030-31: 2.1603; Gains in Water Available For Use / Savings in Demand under the selected programme (Ml/d) input as +ve 2031-32: 1.9416; Gains in Water Available For Use / Savings in Demand under the selected programme (Ml/d) input as +ve 2032-33: 5.6543; Gains in Water Available For Use / Savings in Demand under the selected programme (Ml/d) input as +ve 2033-34: 5.6131; Gains in Water Available For Use / Savings in Demand under the selected programme (Ml/d) input as +ve 2034-35: 5.5425; Gains in Water Available For Use / Savings in Demand under the selected programme (Ml/d) input as +ve 2035-36: 5.4854; Gains in Water Available For Use / Savings in Demand under the selected programme (Ml/d) input as +ve 2036-37: 5.4584; Gains in Water Available For Use / Savings in Demand under the selected programme (Ml/d) input as +ve 2037-38: 5.4219; Gains in Water Available For Use / Savings in Demand under the selected programme (Ml/d) input as +ve 2038-39: 5.4008; Gains in Water Available For Use / Savings in Demand under the selected programme (Ml/d) input as +ve 2039-40: 5.3776; Gains in Water Available For Use / Savings in Demand under the selected programme (Ml/d) input as +ve 2040-41: 6.001; Gains in Water Available For Use / Savings in Demand under the selected programme (Ml/d) input as +ve 2041-42: 5.9673; Gains in Water Available For Use / Savings in Demand under the selected programme (Ml/d) input as +ve 2042-43: 5.9252; Gains in Water Available For Use / Savings in Demand under the selected programme (Ml/d) input as +ve 2043-44: 5.9053; Gains in Water Available For Use / Savings in Demand under the selected programme (Ml/d) input as +ve 2044-45: 5.9066; Gains in Water Available For Use / Savings in Demand under the selected programme (Ml/d) input as +ve 2045-46: 6.5473; Gains in Water Available For Use / Savings in Demand under the selected programme (Ml/d) input as +ve 2046-47: 6.5586; Gains in Water Available For Use / Savings in Demand under the selected programme (Ml/d) input as +ve 2047-48: 6.5703; Gains in Water Available For Use / Savings in Demand under the selected programme (Ml/d) input as +ve 2048-49: 6.5927; Gains in Water Available For Use / Savings in Demand under the selected programme (Ml/d) input as +ve 2049-50: 6.6051
52aA | Linford New WTW 10 | ESW-ABS-003 | Groundwater enhancement | Resource Options | N | North Suffolk Reservoir | ESWESX | Ml/d | 2 | Gains in Water Available For Use / Savings in Demand under the selected programme (Ml/d) input as +ve 2027-28: 10; Gains in Water Available For Use / Savings in Demand under the selected programme (Ml/d) input as +ve 2028-29: 10; Gains in Water Available For Use / Savings in Demand under the selected programme (Ml/d) input as +ve 2029-30: 10; Gains in Water Available For Use / Savings in Demand under the selected programme (Ml/d) input as +ve 2030-31: 10; Gains in Water Available For Use / Savings in Demand under the selected programme (Ml/d) input as +ve 2031-32: 10; Gains in Water Available For Use / Savings in Demand under the selected programme (Ml/d) input as +ve 2032-33: 10; Gains in Water Available For Use / Savings in Demand under the selected programme (Ml/d) input as +ve 2033-34: 10; Gains in Water Available For Use / Savings in Demand under the selected programme (Ml/d) input as +ve 2034-35: 10; Gains in Water Available For Use / Savings in Demand under the selected programme (Ml/d) input as +ve 2035-36: 10; Gains in Water Available For Use / Savings in Demand under the selected programme (Ml/d) input as +ve 2036-37: 10; Gains in Water Available For Use / Savings in Demand under the selected programme (Ml/d) input as +ve 2037-38: 10; Gains in Water Available For Use / Savings in Demand under the selected programme (Ml/d) input as +ve 2038-39: 10; Gains in Water Available For Use / Savings in Demand under the selected programme (Ml/d) input as +ve 2039-40: 10; Gains in Water Available For Use / Savings in Demand under the selected programme (Ml/d) input as +ve 2040-41: 10; Gains in Water Available For Use / Savings in Demand under the selected programme (Ml/d) input as +ve 2041-42: 10; Gains in Water Available For Use / Savings in Demand under the selected programme (Ml/d) input as +ve 2042-43: 10; Gains in Water Available For Use / Savings in Demand under the selected programme (Ml/d) input as +ve 2043-44: 10; Gains in Water Available For Use / Savings in Demand under the selected programme (Ml/d) input as +ve 2044-45: 10; Gains in Water Available For Use / Savings in Demand under the selected programme (Ml/d) input as +ve 2045-46: 10; Gains in Water Available For Use / Savings in Demand under the selected programme (Ml/d) input as +ve 2046-47: 10; Gains in Water Available For Use / Savings in Demand under the selected programme (Ml/d) input as +ve 2047-48: 10; Gains in Water Available For Use / Savings in Demand under the selected programme (Ml/d) input as +ve 2048-49: 10; Gains in Water Available For Use / Savings in Demand under the selected programme (Ml/d) input as +ve 2049-50: 10
52aA | Caister Water Reuse | ESW-EFR-007 | Water reuse | Resource Options | N | North Suffolk Reservoir | ESWNCT | Ml/d | 2 | Gains in Water Available For Use / Savings in Demand under the selected programme (Ml/d) input as +ve 2045-46: 16.4; Gains in Water Available For Use / Savings in Demand under the selected programme (Ml/d) input as +ve 2046-47: 16.4; Gains in Water Available For Use / Savings in Demand under the selected programme (Ml/d) input as +ve 2047-48: 16.4; Gains in Water Available For Use / Savings in Demand under the selected programme (Ml/d) input as +ve 2048-49: 16.4; Gains in Water Available For Use / Savings in Demand under the selected programme (Ml/d) input as +ve 2049-50: 16.4
52aA | North Suffolk Winter Storage Reservoir 3500 and Transfer | ESW-RES-002A | New Reservoir | Resource Options | N | North Suffolk Reservoir | ESWNCT | Ml/d | 2 | Gains in Water Available For Use / Savings in Demand under the selected programme (Ml/d) input as +ve 2033-34: 16.2; Gains in Water Available For Use / Savings in Demand under the selected programme (Ml/d) input as +ve 2034-35: 16.2; Gains in Water Available For Use / Savings in Demand under the selected programme (Ml/d) input as +ve 2035-36: 16.2; Gains in Water Available For Use / Savings in Demand under the selected programme (Ml/d) input as +ve 2036-37: 16.2; Gains in Water Available For Use / Savings in Demand under the selected programme (Ml/d) input as +ve 2037-38: 16.2; Gains in Water Available For Use / Savings in Demand under the selected programme (Ml/d) input as +ve 2038-39: 16.2; Gains in Water Available For Use / Savings in Demand under the selected programme (Ml/d) input as +ve 2039-40: 16.2; Gains in Water Available For Use / Savings in Demand under the selected programme (Ml/d) input as +ve 2040-41: 16.2; Gains in Water Available For Use / Savings in Demand under the selected programme (Ml/d) input as +ve 2041-42: 16.2; Gains in Water Available For Use / Savings in Demand under the selected programme (Ml/d) input as +ve 2042-43: 16.2; Gains in Water Available For Use / Savings in Demand under the selected programme (Ml/d) input as +ve 2043-44: 16.2; Gains in Water Available For Use / Savings in Demand under the selected programme (Ml/d) input as +ve 2044-45: 16.2; Gains in Water Available For Use / Savings in Demand under the selected programme (Ml/d) input as +ve 2045-46: 16.2; Gains in Water Available For Use / Savings in Demand under the selected programme (Ml/d) input as +ve 2046-47: 16.2; Gains in Water Available For Use / Savings in Demand under the selected programme (Ml/d) input as +ve 2047-48: 16.2; Gains in Water Available For Use / Savings in Demand under the selected programme (Ml/d) input as +ve 2048-49: 16.2; Gains in Water Available For Use / Savings in Demand under the selected programme (Ml/d) input as +ve 2049-50: 16.2
52bA | Langham Nitrate Scheme | ESW-NIT-006 | Outage reduction | Production Options | N | North Suffolk Reservoir | ESWESX | Ml/d | 2 | Gains in Water Available For Use / Savings in Demand under the selected programme (Ml/d) input as +ve 2029-30: 0.9; Gains in Water Available For Use / Savings in Demand under the selected programme (Ml/d) input as +ve 2030-31: 0.9; Gains in Water Available For Use / Savings in Demand under the selected programme (Ml/d) input as +ve 2031-32: 0.9; Gains in Water Available For Use / Savings in Demand under the selected programme (Ml/d) input as +ve 2032-33: 0.9; Gains in Water Available For Use / Savings in Demand under the selected programme (Ml/d) input as +ve 2033-34: 0.9; Gains in Water Available For Use / Savings in Demand under the selected programme (Ml/d) input as +ve 2034-35: 0.9; Gains in Water Available For Use / Savings in Demand under the selected programme (Ml/d) input as +ve 2035-36: 0.9; Gains in Water Available For Use / Savings in Demand under the selected programme (Ml/d) input as +ve 2036-37: 0.9; Gains in Water Available For Use / Savings in Demand under the selected programme (Ml/d) input as +ve 2037-38: 0.9; Gains in Water Available For Use / Savings in Demand under the selected programme (Ml/d) input as +ve 2038-39: 0.9; Gains in Water Available For Use / Savings in Demand under the selected programme (Ml/d) input as +ve 2039-40: 0.9; Gains in Water Available For Use / Savings in Demand under the selected programme (Ml/d) input as +ve 2040-41: 0.9; Gains in Water Available For Use / Savings in Demand under the selected programme (Ml/d) input as +ve 2041-42: 0.9; Gains in Water Available For Use / Savings in Demand under the selected programme (Ml/d) input as +ve 2042-43: 0.9; Gains in Water Available For Use / Savings in Demand under the selected programme (Ml/d) input as +ve 2043-44: 0.9; Gains in Water Available For Use / Savings in Demand under the selected programme (Ml/d) input as +ve 2044-45: 0.9; Gains in Water Available For Use / Savings in Demand under the selected programme (Ml/d) input as +ve 2045-46: 0.9; Gains in Water Available For Use / Savings in Demand under the selected programme (Ml/d) input as +ve 2046-47: 0.9; Gains in Water Available For Use / Savings in Demand under the selected programme (Ml/d) input as +ve 2047-48: 0.9; Gains in Water Available For Use / Savings in Demand under the selected programme (Ml/d) input as +ve 2048-49: 0.9; Gains in Water Available For Use / Savings in Demand under the selected programme (Ml/d) input as +ve 2049-50: 0.9
52bA | Langford Nitrate Scheme | ESW-NIT-005 | Outage reduction | Production Options | N | North Suffolk Reservoir | ESWESX | Ml/d | 2 | Gains in Water Available For Use / Savings in Demand under the selected programme (Ml/d) input as +ve 2029-30: 2.75; Gains in Water Available For Use / Savings in Demand under the selected programme (Ml/d) input as +ve 2030-31: 2.75; Gains in Water Available For Use / Savings in Demand under the selected programme (Ml/d) input as +ve 2031-32: 2.75; Gains in Water Available For Use / Savings in Demand under the selected programme (Ml/d) input as +ve 2032-33: 2.75; Gains in Water Available For Use / Savings in Demand under the selected programme (Ml/d) input as +ve 2033-34: 2.75; Gains in Water Available For Use / Savings in Demand under the selected programme (Ml/d) input as +ve 2034-35: 2.75; Gains in Water Available For Use / Savings in Demand under the selected programme (Ml/d) input as +ve 2035-36: 2.75; Gains in Water Available For Use / Savings in Demand under the selected programme (Ml/d) input as +ve 2036-37: 2.75; Gains in Water Available For Use / Savings in Demand under the selected programme (Ml/d) input as +ve 2037-38: 2.75; Gains in Water Available For Use / Savings in Demand under the selected programme (Ml/d) input as +ve 2038-39: 2.75; Gains in Water Available For Use / Savings in Demand under the selected programme (Ml/d) input as +ve 2039-40: 2.75; Gains in Water Available For Use / Savings in Demand under the selected programme (Ml/d) input as +ve 2040-41: 2.75; Gains in Water Available For Use / Savings in Demand under the selected programme (Ml/d) input as +ve 2041-42: 2.75; Gains in Water Available For Use / Savings in Demand under the selected programme (Ml/d) input as +ve 2042-43: 2.75; Gains in Water Available For Use / Savings in Demand under the selected programme (Ml/d) input as +ve 2043-44: 2.75; Gains in Water Available For Use / Savings in Demand under the selected programme (Ml/d) input as +ve 2044-45: 2.75; Gains in Water Available For Use / Savings in Demand under the selected programme (Ml/d) input as +ve 2045-46: 2.75; Gains in Water Available For Use / Savings in Demand under the selected programme (Ml/d) input as +ve 2046-47: 2.75; Gains in Water Available For Use / Savings in Demand under the selected programme (Ml/d) input as +ve 2047-48: 2.75; Gains in Water Available For Use / Savings in Demand under the selected programme (Ml/d) input as +ve 2048-49: 2.75; Gains in Water Available For Use / Savings in Demand under the selected programme (Ml/d) input as +ve 2049-50: 2.75
52aA | Abberton RWPS and Clarifier | ESW-PMP-001A | Groundwater enhancement | Resource Options | N | North Suffolk Reservoir | ESWESX | Ml/d | 2 | Gains in Water Available For Use / Savings in Demand under the selected programme (Ml/d) input as +ve 2030-31: 8; Gains in Water Available For Use / Savings in Demand under the selected programme (Ml/d) input as +ve 2031-32: 8; Gains in Water Available For Use / Savings in Demand under the selected programme (Ml/d) input as +ve 2032-33: 8; Gains in Water Available For Use / Savings in Demand under the selected programme (Ml/d) input as +ve 2033-34: 8; Gains in Water Available For Use / Savings in Demand under the selected programme (Ml/d) input as +ve 2034-35: 8; Gains in Water Available For Use / Savings in Demand under the selected programme (Ml/d) input as +ve 2035-36: 8; Gains in Water Available For Use / Savings in Demand under the selected programme (Ml/d) input as +ve 2036-37: 8; Gains in Water Available For Use / Savings in Demand under the selected programme (Ml/d) input as +ve 2037-38: 8; Gains in Water Available For Use / Savings in Demand under the selected programme (Ml/d) input as +ve 2038-39: 8; Gains in Water Available For Use / Savings in Demand under the selected programme (Ml/d) input as +ve 2039-40: 8; Gains in Water Available For Use / Savings in Demand under the selected programme (Ml/d) input as +ve 2040-41: 8; Gains in Water Available For Use / Savings in Demand under the selected programme (Ml/d) input as +ve 2041-42: 8; Gains in Water Available For Use / Savings in Demand under the selected programme (Ml/d) input as +ve 2042-43: 8; Gains in Water Available For Use / Savings in Demand under the selected programme (Ml/d) input as +ve 2043-44: 8; Gains in Water Available For Use / Savings in Demand under the selected programme (Ml/d) input as +ve 2044-45: 8; Gains in Water Available For Use / Savings in Demand under the selected programme (Ml/d) input as +ve 2045-46: 8; Gains in Water Available For Use / Savings in Demand under the selected programme (Ml/d) input as +ve 2046-47: 8; Gains in Water Available For Use / Savings in Demand under the selected programme (Ml/d) input as +ve 2047-48: 8; Gains in Water Available For Use / Savings in Demand under the selected programme (Ml/d) input as +ve 2048-49: 8; Gains in Water Available For Use / Savings in Demand under the selected programme (Ml/d) input as +ve 2049-50: 8
52bA | Langford UV | ESW-UVC-001 | Outage reduction | Production Options | N | North Suffolk Reservoir | ESWESX | Ml/d | 2 | Gains in Water Available For Use / Savings in Demand under the selected programme (Ml/d) input as +ve 2029-30: 0.2; Gains in Water Available For Use / Savings in Demand under the selected programme (Ml/d) input as +ve 2030-31: 0.2; Gains in Water Available For Use / Savings in Demand under the selected programme (Ml/d) input as +ve 2031-32: 0.2; Gains in Water Available For Use / Savings in Demand under the selected programme (Ml/d) input as +ve 2032-33: 0.2; Gains in Water Available For Use / Savings in Demand under the selected programme (Ml/d) input as +ve 2033-34: 0.2; Gains in Water Available For Use / Savings in Demand under the selected programme (Ml/d) input as +ve 2034-35: 0.2; Gains in Water Available For Use / Savings in Demand under the selected programme (Ml/d) input as +ve 2035-36: 0.2; Gains in Water Available For Use / Savings in Demand under the selected programme (Ml/d) input as +ve 2036-37: 0.2; Gains in Water Available For Use / Savings in Demand under the selected programme (Ml/d) input as +ve 2037-38: 0.2; Gains in Water Available For Use / Savings in Demand under the selected programme (Ml/d) input as +ve 2038-39: 0.2; Gains in Water Available For Use / Savings in Demand under the selected programme (Ml/d) input as +ve 2039-40: 0.2; Gains in Water Available For Use / Savings in Demand under the selected programme (Ml/d) input as +ve 2040-41: 0.2; Gains in Water Available For Use / Savings in Demand under the selected programme (Ml/d) input as +ve 2041-42: 0.2; Gains in Water Available For Use / Savings in Demand under the selected programme (Ml/d) input as +ve 2042-43: 0.2; Gains in Water Available For Use / Savings in Demand under the selected programme (Ml/d) input as +ve 2043-44: 0.2; Gains in Water Available For Use / Savings in Demand under the selected programme (Ml/d) input as +ve 2044-45: 0.2; Gains in Water Available For Use / Savings in Demand under the selected programme (Ml/d) input as +ve 2045-46: 0.2; Gains in Water Available For Use / Savings in Demand under the selected programme (Ml/d) input as +ve 2046-47: 0.2; Gains in Water Available For Use / Savings in Demand under the selected programme (Ml/d) input as +ve 2047-48: 0.2; Gains in Water Available For Use / Savings in Demand under the selected programme (Ml/d) input as +ve 2048-49: 0.2; Gains in Water Available For Use / Savings in Demand under the selected programme (Ml/d) input as +ve 2049-50: 0.2
52bA | Barsham Nitrate Scheme | ESW-NIT-001 | Outage reduction | Production Options | N | North Suffolk Reservoir | ESWNCT | Ml/d | 2 | Gains in Water Available For Use / Savings in Demand under the selected programme (Ml/d) input as +ve 2029-30: 2.15; Gains in Water Available For Use / Savings in Demand under the selected programme (Ml/d) input as +ve 2030-31: 2.15; Gains in Water Available For Use / Savings in Demand under the selected programme (Ml/d) input as +ve 2031-32: 2.15; Gains in Water Available For Use / Savings in Demand under the selected programme (Ml/d) input as +ve 2032-33: 2.15; Gains in Water Available For Use / Savings in Demand under the selected programme (Ml/d) input as +ve 2033-34: 2.15; Gains in Water Available For Use / Savings in Demand under the selected programme (Ml/d) input as +ve 2034-35: 2.15; Gains in Water Available For Use / Savings in Demand under the selected programme (Ml/d) input as +ve 2035-36: 2.15; Gains in Water Available For Use / Savings in Demand under the selected programme (Ml/d) input as +ve 2036-37: 2.15; Gains in Water Available For Use / Savings in Demand under the selected programme (Ml/d) input as +ve 2037-38: 2.15; Gains in Water Available For Use / Savings in Demand under the selected programme (Ml/d) input as +ve 2038-39: 2.15; Gains in Water Available For Use / Savings in Demand under the selected programme (Ml/d) input as +ve 2039-40: 2.15; Gains in Water Available For Use / Savings in Demand under the selected programme (Ml/d) input as +ve 2040-41: 2.15; Gains in Water Available For Use / Savings in Demand under the selected programme (Ml/d) input as +ve 2041-42: 2.15; Gains in Water Available For Use / Savings in Demand under the selected programme (Ml/d) input as +ve 2042-43: 2.15; Gains in Water Available For Use / Savings in Demand under the selected programme (Ml/d) input as +ve 2043-44: 2.15; Gains in Water Available For Use / Savings in Demand under the selected programme (Ml/d) input as +ve 2044-45: 2.15; Gains in Water Available For Use / Savings in Demand under the selected programme (Ml/d) input as +ve 2045-46: 2.15; Gains in Water Available For Use / Savings in Demand under the selected programme (Ml/d) input as +ve 2046-47: 2.15; Gains in Water Available For Use / Savings in Demand under the selected programme (Ml/d) input as +ve 2047-48: 2.15; Gains in Water Available For Use / Savings in Demand under the selected programme (Ml/d) input as +ve 2048-49: 2.15; Gains in Water Available For Use / Savings in Demand under the selected programme (Ml/d) input as +ve 2049-50: 2.15
52cA | Barsham WTW Saxmundham Tower | ESW-TRA-001 | Internal Potable Transfer | Distribution Options | N | North Suffolk Reservoir | ESWBLY | Ml/d | 2 | Gains in Water Available For Use / Savings in Demand under the selected programme (Ml/d) input as +ve 2028-29: 1.5; Gains in Water Available For Use / Savings in Demand under the selected programme (Ml/d) input as +ve 2029-30: 1.5; Gains in Water Available For Use / Savings in Demand under the selected programme (Ml/d) input as +ve 2030-31: 2.0295; Gains in Water Available For Use / Savings in Demand under the selected programme (Ml/d) input as +ve 2031-32: 1.9061; Gains in Water Available For Use / Savings in Demand under the selected programme (Ml/d) input as +ve 2032-33: 4.1368; Gains in Water Available For Use / Savings in Demand under the selected programme (Ml/d) input as +ve 2033-34: 4.0344; Gains in Water Available For Use / Savings in Demand under the selected programme (Ml/d) input as +ve 2034-35: 3.9337; Gains in Water Available For Use / Savings in Demand under the selected programme (Ml/d) input as +ve 2035-36: 3.8847; Gains in Water Available For Use / Savings in Demand under the selected programme (Ml/d) input as +ve 2036-37: 3.8334; Gains in Water Available For Use / Savings in Demand under the selected programme (Ml/d) input as +ve 2037-38: 3.7855; Gains in Water Available For Use / Savings in Demand under the selected programme (Ml/d) input as +ve 2038-39: 3.761; Gains in Water Available For Use / Savings in Demand under the selected programme (Ml/d) input as +ve 2039-40: 3.7308; Gains in Water Available For Use / Savings in Demand under the selected programme (Ml/d) input as +ve 2040-41: 4.6055; Gains in Water Available For Use / Savings in Demand under the selected programme (Ml/d) input as +ve 2041-42: 4.5785; Gains in Water Available For Use / Savings in Demand under the selected programme (Ml/d) input as +ve 2042-43: 4.5511; Gains in Water Available For Use / Savings in Demand under the selected programme (Ml/d) input as +ve 2043-44: 4.5396; Gains in Water Available For Use / Savings in Demand under the selected programme (Ml/d) input as +ve 2044-45: 4.5294; Gains in Water Available For Use / Savings in Demand under the selected programme (Ml/d) input as +ve 2045-46: 5.3483; Gains in Water Available For Use / Savings in Demand under the selected programme (Ml/d) input as +ve 2046-47: 5.3374; Gains in Water Available For Use / Savings in Demand under the selected programme (Ml/d) input as +ve 2047-48: 5.324; Gains in Water Available For Use / Savings in Demand under the selected programme (Ml/d) input as +ve 2048-49: 5.3205; Gains in Water Available For Use / Savings in Demand under the selected programme (Ml/d) input as +ve 2049-50: 5.312
52aA | Bungay to Broome WTW and Broome to Barsham WTW transfer | ESW-TRA-018 & ESW-TRA-023 | Internal raw water transfer | Resource Options | N | North Suffolk Reservoir | ESWNCT | Ml/d | 2 | bar: Gains in Water Available For Use / Savings in Demand under the selected programme (Ml/d) input as +ve 2030-31 to Gains in Water Available For Use / Savings in Demand under the selected programme (Ml/d) input as +ve 2049-50
52cA | Transfer from Holton WTW to Eye Airfield | ESW-TRA-019 | Internal Potable Transfer | Distribution Options | N | North Suffolk Reservoir | ESWHRT | Ml/d | 2 | Gains in Water Available For Use / Savings in Demand under the selected programme (Ml/d) input as +ve 2028-29: 2.945; Gains in Water Available For Use / Savings in Demand under the selected programme (Ml/d) input as +ve 2029-30: 2.9006; Gains in Water Available For Use / Savings in Demand under the selected programme (Ml/d) input as +ve 2030-31: 3.0856; Gains in Water Available For Use / Savings in Demand under the selected programme (Ml/d) input as +ve 2031-32: 2.867; Gains in Water Available For Use / Savings in Demand under the selected programme (Ml/d) input as +ve 2032-33: 6.5805; Gains in Water Available For Use / Savings in Demand under the selected programme (Ml/d) input as +ve 2033-34: 6.539; Gains in Water Available For Use / Savings in Demand under the selected programme (Ml/d) input as +ve 2034-35: 6.468; Gains in Water Available For Use / Savings in Demand under the selected programme (Ml/d) input as +ve 2035-36: 6.4106; Gains in Water Available For Use / Savings in Demand under the selected programme (Ml/d) input as +ve 2036-37: 6.3835; Gains in Water Available For Use / Savings in Demand under the selected programme (Ml/d) input as +ve 2037-38: 6.3466; Gains in Water Available For Use / Savings in Demand under the selected programme (Ml/d) input as +ve 2038-39: 6.3256; Gains in Water Available For Use / Savings in Demand under the selected programme (Ml/d) input as +ve 2039-40: 6.3024; Gains in Water Available For Use / Savings in Demand under the selected programme (Ml/d) input as +ve 2040-41: 6.9253; Gains in Water Available For Use / Savings in Demand under the selected programme (Ml/d) input as +ve 2041-42: 6.8913; Gains in Water Available For Use / Savings in Demand under the selected programme (Ml/d) input as +ve 2042-43: 6.8476; Gains in Water Available For Use / Savings in Demand under the selected programme (Ml/d) input as +ve 2043-44: 6.8253; Gains in Water Available For Use / Savings in Demand under the selected programme (Ml/d) input as +ve 2044-45: 6.8265; Gains in Water Available For Use / Savings in Demand under the selected programme (Ml/d) input as +ve 2045-46: 7.4669; Gains in Water Available For Use / Savings in Demand under the selected programme (Ml/d) input as +ve 2046-47: 7.4781; Gains in Water Available For Use / Savings in Demand under the selected programme (Ml/d) input as +ve 2047-48: 7.4896; Gains in Water Available For Use / Savings in Demand under the selected programme (Ml/d) input as +ve 2048-49: 7.5119; Gains in Water Available For Use / Savings in Demand under the selected programme (Ml/d) input as +ve 2049-50: 7.525
52aA | Linford New WTW 10 | ESW-ABS-003 | Groundwater enhancement | Resource Options | N | High PCC | ESWESX | Ml/d | 2 | Gains in Water Available For Use / Savings in Demand under the selected programme (Ml/d) input as +ve 2027-28: 10; Gains in Water Available For Use / Savings in Demand under the selected programme (Ml/d) input as +ve 2028-29: 10; Gains in Water Available For Use / Savings in Demand under the selected programme (Ml/d) input as +ve 2029-30: 10; Gains in Water Available For Use / Savings in Demand under the selected programme (Ml/d) input as +ve 2030-31: 10; Gains in Water Available For Use / Savings in Demand under the selected programme (Ml/d) input as +ve 2031-32: 10; Gains in Water Available For Use / Savings in Demand under the selected programme (Ml/d) input as +ve 2032-33: 10; Gains in Water Available For Use / Savings in Demand under the selected programme (Ml/d) input as +ve 2033-34: 10; Gains in Water Available For Use / Savings in Demand under the selected programme (Ml/d) input as +ve 2034-35: 10; Gains in Water Available For Use / Savings in Demand under the selected programme (Ml/d) input as +ve 2035-36: 10; Gains in Water Available For Use / Savings in Demand under the selected programme (Ml/d) input as +ve 2036-37: 10; Gains in Water Available For Use / Savings in Demand under the selected programme (Ml/d) input as +ve 2037-38: 10; Gains in Water Available For Use / Savings in Demand under the selected programme (Ml/d) input as +ve 2038-39: 10; Gains in Water Available For Use / Savings in Demand under the selected programme (Ml/d) input as +ve 2039-40: 10; Gains in Water Available For Use / Savings in Demand under the selected programme (Ml/d) input as +ve 2040-41: 10; Gains in Water Available For Use / Savings in Demand under the selected programme (Ml/d) input as +ve 2041-42: 10; Gains in Water Available For Use / Savings in Demand under the selected programme (Ml/d) input as +ve 2042-43: 10; Gains in Water Available For Use / Savings in Demand under the selected programme (Ml/d) input as +ve 2043-44: 10; Gains in Water Available For Use / Savings in Demand under the selected programme (Ml/d) input as +ve 2044-45: 10; Gains in Water Available For Use / Savings in Demand under the selected programme (Ml/d) input as +ve 2045-46: 10; Gains in Water Available For Use / Savings in Demand under the selected programme (Ml/d) input as +ve 2046-47: 10; Gains in Water Available For Use / Savings in Demand under the selected programme (Ml/d) input as +ve 2047-48: 10; Gains in Water Available For Use / Savings in Demand under the selected programme (Ml/d) input as +ve 2048-49: 10; Gains in Water Available For Use / Savings in Demand under the selected programme (Ml/d) input as +ve 2049-50: 10
52aA | Caister Water Reuse | ESW-EFR-007 | Water reuse | Resource Options | N | High PCC | ESWNCT | Ml/d | 2 | Gains in Water Available For Use / Savings in Demand under the selected programme (Ml/d) input as +ve 2040-41: 16.4; Gains in Water Available For Use / Savings in Demand under the selected programme (Ml/d) input as +ve 2041-42: 16.4; Gains in Water Available For Use / Savings in Demand under the selected programme (Ml/d) input as +ve 2042-43: 16.4; Gains in Water Available For Use / Savings in Demand under the selected programme (Ml/d) input as +ve 2043-44: 16.4; Gains in Water Available For Use / Savings in Demand under the selected programme (Ml/d) input as +ve 2044-45: 16.4; Gains in Water Available For Use / Savings in Demand under the selected programme (Ml/d) input as +ve 2045-46: 16.4; Gains in Water Available For Use / Savings in Demand under the selected programme (Ml/d) input as +ve 2046-47: 16.4; Gains in Water Available For Use / Savings in Demand under the selected programme (Ml/d) input as +ve 2047-48: 16.4; Gains in Water Available For Use / Savings in Demand under the selected programme (Ml/d) input as +ve 2048-49: 16.4; Gains in Water Available For Use / Savings in Demand under the selected programme (Ml/d) input as +ve 2049-50: 16.4
52aA | Southend_Water_Reuse_PhaseA_and_Transfer | ESWEFR001A | Water reuse | Resource Options | N | High PCC | ESWESX | Ml/d | 2 | Gains in Water Available For Use / Savings in Demand under the selected programme (Ml/d) input as +ve 2032-33: 20.5; Gains in Water Available For Use / Savings in Demand under the selected programme (Ml/d) input as +ve 2033-34: 20.5; Gains in Water Available For Use / Savings in Demand under the selected programme (Ml/d) input as +ve 2034-35: 20.5; Gains in Water Available For Use / Savings in Demand under the selected programme (Ml/d) input as +ve 2035-36: 20.5; Gains in Water Available For Use / Savings in Demand under the selected programme (Ml/d) input as +ve 2036-37: 20.5; Gains in Water Available For Use / Savings in Demand under the selected programme (Ml/d) input as +ve 2037-38: 20.5; Gains in Water Available For Use / Savings in Demand under the selected programme (Ml/d) input as +ve 2038-39: 20.5; Gains in Water Available For Use / Savings in Demand under the selected programme (Ml/d) input as +ve 2039-40: 20.5; Gains in Water Available For Use / Savings in Demand under the selected programme (Ml/d) input as +ve 2040-41: 20.5; Gains in Water Available For Use / Savings in Demand under the selected programme (Ml/d) input as +ve 2041-42: 20.5; Gains in Water Available For Use / Savings in Demand under the selected programme (Ml/d) input as +ve 2042-43: 20.5; Gains in Water Available For Use / Savings in Demand under the selected programme (Ml/d) input as +ve 2043-44: 20.5; Gains in Water Available For Use / Savings in Demand under the selected programme (Ml/d) input as +ve 2044-45: 20.5; Gains in Water Available For Use / Savings in Demand under the selected programme (Ml/d) input as +ve 2045-46: 20.5; Gains in Water Available For Use / Savings in Demand under the selected programme (Ml/d) input as +ve 2046-47: 20.5; Gains in Water Available For Use / Savings in Demand under the selected programme (Ml/d) input as +ve 2047-48: 20.5; Gains in Water Available For Use / Savings in Demand under the selected programme (Ml/d) input as +ve 2048-49: 20.5; Gains in Water Available For Use / Savings in Demand under the selected programme (Ml/d) input as +ve 2049-50: 20.5
52aA | Corton Desalination using Beach Well | ESW-DES-008-BW | Desalination | Resource Options | N | High PCC | ESWNCT | Ml/d | 2 | Gains in Water Available For Use / Savings in Demand under the selected programme (Ml/d) input as +ve 2045-46: 10.1; Gains in Water Available For Use / Savings in Demand under the selected programme (Ml/d) input as +ve 2046-47: 10.1; Gains in Water Available For Use / Savings in Demand under the selected programme (Ml/d) input as +ve 2047-48: 10.1; Gains in Water Available For Use / Savings in Demand under the selected programme (Ml/d) input as +ve 2048-49: 10.1; Gains in Water Available For Use / Savings in Demand under the selected programme (Ml/d) input as +ve 2049-50: 10.1
52aA | Lowestoft Water Reuse to Ellingham Mill | ESW-EFR-002A | Water reuse | Resource Options | N | High PCC | ESWNCT | Ml/d | 2 | Gains in Water Available For Use / Savings in Demand under the selected programme (Ml/d) input as +ve 2032-33: 11; Gains in Water Available For Use / Savings in Demand under the selected programme (Ml/d) input as +ve 2033-34: 11; Gains in Water Available For Use / Savings in Demand under the selected programme (Ml/d) input as +ve 2034-35: 11; Gains in Water Available For Use / Savings in Demand under the selected programme (Ml/d) input as +ve 2035-36: 11; Gains in Water Available For Use / Savings in Demand under the selected programme (Ml/d) input as +ve 2036-37: 11; Gains in Water Available For Use / Savings in Demand under the selected programme (Ml/d) input as +ve 2037-38: 11; Gains in Water Available For Use / Savings in Demand under the selected programme (Ml/d) input as +ve 2038-39: 11; Gains in Water Available For Use / Savings in Demand under the selected programme (Ml/d) input as +ve 2039-40: 11; Gains in Water Available For Use / Savings in Demand under the selected programme (Ml/d) input as +ve 2040-41: 11; Gains in Water Available For Use / Savings in Demand under the selected programme (Ml/d) input as +ve 2041-42: 11; Gains in Water Available For Use / Savings in Demand under the selected programme (Ml/d) input as +ve 2042-43: 11; Gains in Water Available For Use / Savings in Demand under the selected programme (Ml/d) input as +ve 2043-44: 11; Gains in Water Available For Use / Savings in Demand under the selected programme (Ml/d) input as +ve 2044-45: 11; Gains in Water Available For Use / Savings in Demand under the selected programme (Ml/d) input as +ve 2045-46: 11; Gains in Water Available For Use / Savings in Demand under the selected programme (Ml/d) input as +ve 2046-47: 11; Gains in Water Available For Use / Savings in Demand under the selected programme (Ml/d) input as +ve 2047-48: 11; Gains in Water Available For Use / Savings in Demand under the selected programme (Ml/d) input as +ve 2048-49: 11; Gains in Water Available For Use / Savings in Demand under the selected programme (Ml/d) input as +ve 2049-50: 11
52bA | Langham Nitrate Scheme | ESW-NIT-006 | Outage reduction | Production Options | N | High PCC | ESWESX | Ml/d | 2 | Gains in Water Available For Use / Savings in Demand under the selected programme (Ml/d) input as +ve 2029-30: 0.9; Gains in Water Available For Use / Savings in Demand under the selected programme (Ml/d) input as +ve 2030-31: 0.9; Gains in Water Available For Use / Savings in Demand under the selected programme (Ml/d) input as +ve 2031-32: 0.9; Gains in Water Available For Use / Savings in Demand under the selected programme (Ml/d) input as +ve 2032-33: 0.9; Gains in Water Available For Use / Savings in Demand under the selected programme (Ml/d) input as +ve 2033-34: 0.9; Gains in Water Available For Use / Savings in Demand under the selected programme (Ml/d) input as +ve 2034-35: 0.9; Gains in Water Available For Use / Savings in Demand under the selected programme (Ml/d) input as +ve 2035-36: 0.9; Gains in Water Available For Use / Savings in Demand under the selected programme (Ml/d) input as +ve 2036-37: 0.9; Gains in Water Available For Use / Savings in Demand under the selected programme (Ml/d) input as +ve 2037-38: 0.9; Gains in Water Available For Use / Savings in Demand under the selected programme (Ml/d) input as +ve 2038-39: 0.9; Gains in Water Available For Use / Savings in Demand under the selected programme (Ml/d) input as +ve 2039-40: 0.9; Gains in Water Available For Use / Savings in Demand under the selected programme (Ml/d) input as +ve 2040-41: 0.9; Gains in Water Available For Use / Savings in Demand under the selected programme (Ml/d) input as +ve 2041-42: 0.9; Gains in Water Available For Use / Savings in Demand under the selected programme (Ml/d) input as +ve 2042-43: 0.9; Gains in Water Available For Use / Savings in Demand under the selected programme (Ml/d) input as +ve 2043-44: 0.9; Gains in Water Available For Use / Savings in Demand under the selected programme (Ml/d) input as +ve 2044-45: 0.9; Gains in Water Available For Use / Savings in Demand under the selected programme (Ml/d) input as +ve 2045-46: 0.9; Gains in Water Available For Use / Savings in Demand under the selected programme (Ml/d) input as +ve 2046-47: 0.9; Gains in Water Available For Use / Savings in Demand under the selected programme (Ml/d) input as +ve 2047-48: 0.9; Gains in Water Available For Use / Savings in Demand under the selected programme (Ml/d) input as +ve 2048-49: 0.9; Gains in Water Available For Use / Savings in Demand under the selected programme (Ml/d) input as +ve 2049-50: 0.9
52bA | Langford Nitrate Scheme | ESW-NIT-005 | Outage reduction | Production Options | N | High PCC | ESWESX | Ml/d | 2 | Gains in Water Available For Use / Savings in Demand under the selected programme (Ml/d) input as +ve 2029-30: 2.75; Gains in Water Available For Use / Savings in Demand under the selected programme (Ml/d) input as +ve 2030-31: 2.75; Gains in Water Available For Use / Savings in Demand under the selected programme (Ml/d) input as +ve 2031-32: 2.75; Gains in Water Available For Use / Savings in Demand under the selected programme (Ml/d) input as +ve 2032-33: 2.75; Gains in Water Available For Use / Savings in Demand under the selected programme (Ml/d) input as +ve 2033-34: 2.75; Gains in Water Available For Use / Savings in Demand under the selected programme (Ml/d) input as +ve 2034-35: 2.75; Gains in Water Available For Use / Savings in Demand under the selected programme (Ml/d) input as +ve 2035-36: 2.75; Gains in Water Available For Use / Savings in Demand under the selected programme (Ml/d) input as +ve 2036-37: 2.75; Gains in Water Available For Use / Savings in Demand under the selected programme (Ml/d) input as +ve 2037-38: 2.75; Gains in Water Available For Use / Savings in Demand under the selected programme (Ml/d) input as +ve 2038-39: 2.75; Gains in Water Available For Use / Savings in Demand under the selected programme (Ml/d) input as +ve 2039-40: 2.75; Gains in Water Available For Use / Savings in Demand under the selected programme (Ml/d) input as +ve 2040-41: 2.75; Gains in Water Available For Use / Savings in Demand under the selected programme (Ml/d) input as +ve 2041-42: 2.75; Gains in Water Available For Use / Savings in Demand under the selected programme (Ml/d) input as +ve 2042-43: 2.75; Gains in Water Available For Use / Savings in Demand under the selected programme (Ml/d) input as +ve 2043-44: 2.75; Gains in Water Available For Use / Savings in Demand under the selected programme (Ml/d) input as +ve 2044-45: 2.75; Gains in Water Available For Use / Savings in Demand under the selected programme (Ml/d) input as +ve 2045-46: 2.75; Gains in Water Available For Use / Savings in Demand under the selected programme (Ml/d) input as +ve 2046-47: 2.75; Gains in Water Available For Use / Savings in Demand under the selected programme (Ml/d) input as +ve 2047-48: 2.75; Gains in Water Available For Use / Savings in Demand under the selected programme (Ml/d) input as +ve 2048-49: 2.75; Gains in Water Available For Use / Savings in Demand under the selected programme (Ml/d) input as +ve 2049-50: 2.75
52aA | Abberton RWPS and Clarifier | ESW-PMP-001A | Groundwater enhancement | Resource Options | N | High PCC | ESWESX | Ml/d | 2 | Gains in Water Available For Use / Savings in Demand under the selected programme (Ml/d) input as +ve 2030-31: 8; Gains in Water Available For Use / Savings in Demand under the selected programme (Ml/d) input as +ve 2031-32: 8; Gains in Water Available For Use / Savings in Demand under the selected programme (Ml/d) input as +ve 2032-33: 8; Gains in Water Available For Use / Savings in Demand under the selected programme (Ml/d) input as +ve 2033-34: 8; Gains in Water Available For Use / Savings in Demand under the selected programme (Ml/d) input as +ve 2034-35: 8; Gains in Water Available For Use / Savings in Demand under the selected programme (Ml/d) input as +ve 2035-36: 8; Gains in Water Available For Use / Savings in Demand under the selected programme (Ml/d) input as +ve 2036-37: 8; Gains in Water Available For Use / Savings in Demand under the selected programme (Ml/d) input as +ve 2037-38: 8; Gains in Water Available For Use / Savings in Demand under the selected programme (Ml/d) input as +ve 2038-39: 8; Gains in Water Available For Use / Savings in Demand under the selected programme (Ml/d) input as +ve 2039-40: 8; Gains in Water Available For Use / Savings in Demand under the selected programme (Ml/d) input as +ve 2040-41: 8; Gains in Water Available For Use / Savings in Demand under the selected programme (Ml/d) input as +ve 2041-42: 8; Gains in Water Available For Use / Savings in Demand under the selected programme (Ml/d) input as +ve 2042-43: 8; Gains in Water Available For Use / Savings in Demand under the selected programme (Ml/d) input as +ve 2043-44: 8; Gains in Water Available For Use / Savings in Demand under the selected programme (Ml/d) input as +ve 2044-45: 8; Gains in Water Available For Use / Savings in Demand under the selected programme (Ml/d) input as +ve 2045-46: 8; Gains in Water Available For Use / Savings in Demand under the selected programme (Ml/d) input as +ve 2046-47: 8; Gains in Water Available For Use / Savings in Demand under the selected programme (Ml/d) input as +ve 2047-48: 8; Gains in Water Available For Use / Savings in Demand under the selected programme (Ml/d) input as +ve 2048-49: 8; Gains in Water Available For Use / Savings in Demand under the selected programme (Ml/d) input as +ve 2049-50: 8
52bA | Langford UV | ESW-UVC-001 | Outage reduction | Production Options | N | High PCC | ESWESX | Ml/d | 2 | Gains in Water Available For Use / Savings in Demand under the selected programme (Ml/d) input as +ve 2029-30: 0.2; Gains in Water Available For Use / Savings in Demand under the selected programme (Ml/d) input as +ve 2030-31: 0.2; Gains in Water Available For Use / Savings in Demand under the selected programme (Ml/d) input as +ve 2031-32: 0.2; Gains in Water Available For Use / Savings in Demand under the selected programme (Ml/d) input as +ve 2032-33: 0.2; Gains in Water Available For Use / Savings in Demand under the selected programme (Ml/d) input as +ve 2033-34: 0.2; Gains in Water Available For Use / Savings in Demand under the selected programme (Ml/d) input as +ve 2034-35: 0.2; Gains in Water Available For Use / Savings in Demand under the selected programme (Ml/d) input as +ve 2035-36: 0.2; Gains in Water Available For Use / Savings in Demand under the selected programme (Ml/d) input as +ve 2036-37: 0.2; Gains in Water Available For Use / Savings in Demand under the selected programme (Ml/d) input as +ve 2037-38: 0.2; Gains in Water Available For Use / Savings in Demand under the selected programme (Ml/d) input as +ve 2038-39: 0.2; Gains in Water Available For Use / Savings in Demand under the selected programme (Ml/d) input as +ve 2039-40: 0.2; Gains in Water Available For Use / Savings in Demand under the selected programme (Ml/d) input as +ve 2040-41: 0.2; Gains in Water Available For Use / Savings in Demand under the selected programme (Ml/d) input as +ve 2041-42: 0.2; Gains in Water Available For Use / Savings in Demand under the selected programme (Ml/d) input as +ve 2042-43: 0.2; Gains in Water Available For Use / Savings in Demand under the selected programme (Ml/d) input as +ve 2043-44: 0.2; Gains in Water Available For Use / Savings in Demand under the selected programme (Ml/d) input as +ve 2044-45: 0.2; Gains in Water Available For Use / Savings in Demand under the selected programme (Ml/d) input as +ve 2045-46: 0.2; Gains in Water Available For Use / Savings in Demand under the selected programme (Ml/d) input as +ve 2046-47: 0.2; Gains in Water Available For Use / Savings in Demand under the selected programme (Ml/d) input as +ve 2047-48: 0.2; Gains in Water Available For Use / Savings in Demand under the selected programme (Ml/d) input as +ve 2048-49: 0.2; Gains in Water Available For Use / Savings in Demand under the selected programme (Ml/d) input as +ve 2049-50: 0.2
52bA | Barsham Nitrate Scheme | ESW-NIT-001 | Outage reduction | Production Options | N | High PCC | ESWNCT | Ml/d | 2 | Gains in Water Available For Use / Savings in Demand under the selected programme (Ml/d) input as +ve 2029-30: 2.15; Gains in Water Available For Use / Savings in Demand under the selected programme (Ml/d) input as +ve 2030-31: 2.15; Gains in Water Available For Use / Savings in Demand under the selected programme (Ml/d) input as +ve 2031-32: 2.15; Gains in Water Available For Use / Savings in Demand under the selected programme (Ml/d) input as +ve 2032-33: 2.15; Gains in Water Available For Use / Savings in Demand under the selected programme (Ml/d) input as +ve 2033-34: 2.15; Gains in Water Available For Use / Savings in Demand under the selected programme (Ml/d) input as +ve 2034-35: 2.15; Gains in Water Available For Use / Savings in Demand under the selected programme (Ml/d) input as +ve 2035-36: 2.15; Gains in Water Available For Use / Savings in Demand under the selected programme (Ml/d) input as +ve 2036-37: 2.15; Gains in Water Available For Use / Savings in Demand under the selected programme (Ml/d) input as +ve 2037-38: 2.15; Gains in Water Available For Use / Savings in Demand under the selected programme (Ml/d) input as +ve 2038-39: 2.15; Gains in Water Available For Use / Savings in Demand under the selected programme (Ml/d) input as +ve 2039-40: 2.15; Gains in Water Available For Use / Savings in Demand under the selected programme (Ml/d) input as +ve 2040-41: 2.15; Gains in Water Available For Use / Savings in Demand under the selected programme (Ml/d) input as +ve 2041-42: 2.15; Gains in Water Available For Use / Savings in Demand under the selected programme (Ml/d) input as +ve 2042-43: 2.15; Gains in Water Available For Use / Savings in Demand under the selected programme (Ml/d) input as +ve 2043-44: 2.15; Gains in Water Available For Use / Savings in Demand under the selected programme (Ml/d) input as +ve 2044-45: 2.15; Gains in Water Available For Use / Savings in Demand under the selected programme (Ml/d) input as +ve 2045-46: 2.15; Gains in Water Available For Use / Savings in Demand under the selected programme (Ml/d) input as +ve 2046-47: 2.15; Gains in Water Available For Use / Savings in Demand under the selected programme (Ml/d) input as +ve 2047-48: 2.15; Gains in Water Available For Use / Savings in Demand under the selected programme (Ml/d) input as +ve 2048-49: 2.15; Gains in Water Available For Use / Savings in Demand under the selected programme (Ml/d) input as +ve 2049-50: 2.15
52cA | Barsham WTW Saxmundham Tower | ESW-TRA-001 | Internal Potable Transfer | Distribution Options | N | High PCC | ESWBLY | Ml/d | 2 | Gains in Water Available For Use / Savings in Demand under the selected programme (Ml/d) input as +ve 2028-29: 1.5; Gains in Water Available For Use / Savings in Demand under the selected programme (Ml/d) input as +ve 2029-30: 1.5; Gains in Water Available For Use / Savings in Demand under the selected programme (Ml/d) input as +ve 2030-31: 2.3362; Gains in Water Available For Use / Savings in Demand under the selected programme (Ml/d) input as +ve 2031-32: 2.2604; Gains in Water Available For Use / Savings in Demand under the selected programme (Ml/d) input as +ve 2032-33: 4.5393; Gains in Water Available For Use / Savings in Demand under the selected programme (Ml/d) input as +ve 2033-34: 4.4852; Gains in Water Available For Use / Savings in Demand under the selected programme (Ml/d) input as +ve 2034-35: 4.4324; Gains in Water Available For Use / Savings in Demand under the selected programme (Ml/d) input as +ve 2035-36: 4.3923; Gains in Water Available For Use / Savings in Demand under the selected programme (Ml/d) input as +ve 2036-37: 4.35; Gains in Water Available For Use / Savings in Demand under the selected programme (Ml/d) input as +ve 2037-38: 4.3113; Gains in Water Available For Use / Savings in Demand under the selected programme (Ml/d) input as +ve 2038-39: 4.2812; Gains in Water Available For Use / Savings in Demand under the selected programme (Ml/d) input as +ve 2039-40: 4.2453; Gains in Water Available For Use / Savings in Demand under the selected programme (Ml/d) input as +ve 2040-41: 5.1149; Gains in Water Available For Use / Savings in Demand under the selected programme (Ml/d) input as +ve 2041-42: 5.083; Gains in Water Available For Use / Savings in Demand under the selected programme (Ml/d) input as +ve 2042-43: 5.0506; Gains in Water Available For Use / Savings in Demand under the selected programme (Ml/d) input as +ve 2043-44: 5.0343; Gains in Water Available For Use / Savings in Demand under the selected programme (Ml/d) input as +ve 2044-45: 5.0193; Gains in Water Available For Use / Savings in Demand under the selected programme (Ml/d) input as +ve 2045-46: 5.8337; Gains in Water Available For Use / Savings in Demand under the selected programme (Ml/d) input as +ve 2046-47: 5.8183; Gains in Water Available For Use / Savings in Demand under the selected programme (Ml/d) input as +ve 2047-48: 5.8005; Gains in Water Available For Use / Savings in Demand under the selected programme (Ml/d) input as +ve 2048-49: 5.7928; Gains in Water Available For Use / Savings in Demand under the selected programme (Ml/d) input as +ve 2049-50: 5.78
52aA | Bungay to Broome WTW and Broome to Barsham WTW transfer | ESW-TRA-018 & ESW-TRA-023 | Internal raw water transfer | Resource Options | N | High PCC | ESWNCT | Ml/d | 2 | bar: Gains in Water Available For Use / Savings in Demand under the selected programme (Ml/d) input as +ve 2030-31 to Gains in Water Available For Use / Savings in Demand under the selected programme (Ml/d) input as +ve 2049-50
52cA | Transfer from Holton WTW to Eye Airfield | ESW-TRA-019 | Internal Potable Transfer | Distribution Options | N | High PCC | ESWHRT | Ml/d | 2 | Gains in Water Available For Use / Savings in Demand under the selected programme (Ml/d) input as +ve 2028-29: 3.0282; Gains in Water Available For Use / Savings in Demand under the selected programme (Ml/d) input as +ve 2029-30: 3.0045; Gains in Water Available For Use / Savings in Demand under the selected programme (Ml/d) input as +ve 2030-31: 3.2164; Gains in Water Available For Use / Savings in Demand under the selected programme (Ml/d) input as +ve 2031-32: 3.0246; Gains in Water Available For Use / Savings in Demand under the selected programme (Ml/d) input as +ve 2032-33: 6.7649; Gains in Water Available For Use / Savings in Demand under the selected programme (Ml/d) input as +ve 2033-34: 6.7501; Gains in Water Available For Use / Savings in Demand under the selected programme (Ml/d) input as +ve 2034-35: 6.7059; Gains in Water Available For Use / Savings in Demand under the selected programme (Ml/d) input as +ve 2035-36: 6.6729; Gains in Water Available For Use / Savings in Demand under the selected programme (Ml/d) input as +ve 2036-37: 6.6702; Gains in Water Available For Use / Savings in Demand under the selected programme (Ml/d) input as +ve 2037-38: 6.6578; Gains in Water Available For Use / Savings in Demand under the selected programme (Ml/d) input as +ve 2038-39: 6.6499; Gains in Water Available For Use / Savings in Demand under the selected programme (Ml/d) input as +ve 2039-40: 6.6398; Gains in Water Available For Use / Savings in Demand under the selected programme (Ml/d) input as +ve 2040-41: 7.2756; Gains in Water Available For Use / Savings in Demand under the selected programme (Ml/d) input as +ve 2041-42: 7.2544; Gains in Water Available For Use / Savings in Demand under the selected programme (Ml/d) input as +ve 2042-43: 7.2236; Gains in Water Available For Use / Savings in Demand under the selected programme (Ml/d) input as +ve 2043-44: 7.2141; Gains in Water Available For Use / Savings in Demand under the selected programme (Ml/d) input as +ve 2044-45: 7.2046; Gains in Water Available For Use / Savings in Demand under the selected programme (Ml/d) input as +ve 2045-46: 7.8348; Gains in Water Available For Use / Savings in Demand under the selected programme (Ml/d) input as +ve 2046-47: 7.8358; Gains in Water Available For Use / Savings in Demand under the selected programme (Ml/d) input as +ve 2047-48: 7.8371; Gains in Water Available For Use / Savings in Demand under the selected programme (Ml/d) input as +ve 2048-49: 7.8494; Gains in Water Available For Use / Savings in Demand under the selected programme (Ml/d) input as +ve 2049-50: 7.8525
52aA | Linford New WTW 10 | ESW-ABS-003 | Groundwater enhancement | Resource Options | N | High Environmental Destination | ESWESX | Ml/d | 2 | Gains in Water Available For Use / Savings in Demand under the selected programme (Ml/d) input as +ve 2027-28: 10; Gains in Water Available For Use / Savings in Demand under the selected programme (Ml/d) input as +ve 2028-29: 10; Gains in Water Available For Use / Savings in Demand under the selected programme (Ml/d) input as +ve 2029-30: 10; Gains in Water Available For Use / Savings in Demand under the selected programme (Ml/d) input as +ve 2030-31: 10; Gains in Water Available For Use / Savings in Demand under the selected programme (Ml/d) input as +ve 2031-32: 10; Gains in Water Available For Use / Savings in Demand under the selected programme (Ml/d) input as +ve 2032-33: 10; Gains in Water Available For Use / Savings in Demand under the selected programme (Ml/d) input as +ve 2033-34: 10; Gains in Water Available For Use / Savings in Demand under the selected programme (Ml/d) input as +ve 2034-35: 10; Gains in Water Available For Use / Savings in Demand under the selected programme (Ml/d) input as +ve 2035-36: 10; Gains in Water Available For Use / Savings in Demand under the selected programme (Ml/d) input as +ve 2036-37: 10; Gains in Water Available For Use / Savings in Demand under the selected programme (Ml/d) input as +ve 2037-38: 10; Gains in Water Available For Use / Savings in Demand under the selected programme (Ml/d) input as +ve 2038-39: 10; Gains in Water Available For Use / Savings in Demand under the selected programme (Ml/d) input as +ve 2039-40: 10; Gains in Water Available For Use / Savings in Demand under the selected programme (Ml/d) input as +ve 2040-41: 10; Gains in Water Available For Use / Savings in Demand under the selected programme (Ml/d) input as +ve 2041-42: 10; Gains in Water Available For Use / Savings in Demand under the selected programme (Ml/d) input as +ve 2042-43: 10; Gains in Water Available For Use / Savings in Demand under the selected programme (Ml/d) input as +ve 2043-44: 10; Gains in Water Available For Use / Savings in Demand under the selected programme (Ml/d) input as +ve 2044-45: 10; Gains in Water Available For Use / Savings in Demand under the selected programme (Ml/d) input as +ve 2045-46: 10; Gains in Water Available For Use / Savings in Demand under the selected programme (Ml/d) input as +ve 2046-47: 10; Gains in Water Available For Use / Savings in Demand under the selected programme (Ml/d) input as +ve 2047-48: 10; Gains in Water Available For Use / Savings in Demand under the selected programme (Ml/d) input as +ve 2048-49: 10; Gains in Water Available For Use / Savings in Demand under the selected programme (Ml/d) input as +ve 2049-50: 10
52aA | Canvey Island Desalination Terrestrial | ESW-DES-001D | Desalination | Resource Options | N | High Environmental Destination | ESWESX | Ml/d | 2 | Gains in Water Available For Use / Savings in Demand under the selected programme (Ml/d) input as +ve 2040-41: 190; Gains in Water Available For Use / Savings in Demand under the selected programme (Ml/d) input as +ve 2041-42: 190; Gains in Water Available For Use / Savings in Demand under the selected programme (Ml/d) input as +ve 2042-43: 190; Gains in Water Available For Use / Savings in Demand under the selected programme (Ml/d) input as +ve 2043-44: 190; Gains in Water Available For Use / Savings in Demand under the selected programme (Ml/d) input as +ve 2044-45: 190; Gains in Water Available For Use / Savings in Demand under the selected programme (Ml/d) input as +ve 2045-46: 190; Gains in Water Available For Use / Savings in Demand under the selected programme (Ml/d) input as +ve 2046-47: 190; Gains in Water Available For Use / Savings in Demand under the selected programme (Ml/d) input as +ve 2047-48: 190; Gains in Water Available For Use / Savings in Demand under the selected programme (Ml/d) input as +ve 2048-49: 190; Gains in Water Available For Use / Savings in Demand under the selected programme (Ml/d) input as +ve 2049-50: 190
52aA | Southend-on-Sea Water Reuse | ESW-EFR-001 | Water reuse | Resource Options | N | High Environmental Destination | ESWESX | Ml/d | 2 | Gains in Water Available For Use / Savings in Demand under the selected programme (Ml/d) input as +ve 2045-46: 40.5; Gains in Water Available For Use / Savings in Demand under the selected programme (Ml/d) input as +ve 2046-47: 40.5; Gains in Water Available For Use / Savings in Demand under the selected programme (Ml/d) input as +ve 2047-48: 40.5; Gains in Water Available For Use / Savings in Demand under the selected programme (Ml/d) input as +ve 2048-49: 40.5; Gains in Water Available For Use / Savings in Demand under the selected programme (Ml/d) input as +ve 2049-50: 40.5
52aA | Corton Desalination using Beach Well | ESW-DES-008-BW | Desalination | Resource Options | N | High Environmental Destination | ESWNCT |  |  | Gains in Water Available For Use / Savings in Demand under the selected programme (Ml/d) input as +ve 2045-46: 10.1; Gains in Water Available For Use / Savings in Demand under the selected programme (Ml/d) input as +ve 2046-47: 10.1; Gains in Water Available For Use / Savings in Demand under the selected programme (Ml/d) input as +ve 2047-48: 10.1; Gains in Water Available For Use / Savings in Demand under the selected programme (Ml/d) input as +ve 2048-49: 10.1; Gains in Water Available For Use / Savings in Demand under the selected programme (Ml/d) input as +ve 2049-50: 10.1
52aA | Caister Water Reuse | ESW-EFR-007 | Water reuse | Resource Options | N | High Environmental Destination | ESWNCT | Ml/d | 2 | Gains in Water Available For Use / Savings in Demand under the selected programme (Ml/d) input as +ve 2040-41: 16.4; Gains in Water Available For Use / Savings in Demand under the selected programme (Ml/d) input as +ve 2041-42: 16.4; Gains in Water Available For Use / Savings in Demand under the selected programme (Ml/d) input as +ve 2042-43: 16.4; Gains in Water Available For Use / Savings in Demand under the selected programme (Ml/d) input as +ve 2043-44: 16.4; Gains in Water Available For Use / Savings in Demand under the selected programme (Ml/d) input as +ve 2044-45: 16.4; Gains in Water Available For Use / Savings in Demand under the selected programme (Ml/d) input as +ve 2045-46: 16.4; Gains in Water Available For Use / Savings in Demand under the selected programme (Ml/d) input as +ve 2046-47: 16.4; Gains in Water Available For Use / Savings in Demand under the selected programme (Ml/d) input as +ve 2047-48: 16.4; Gains in Water Available For Use / Savings in Demand under the selected programme (Ml/d) input as +ve 2048-49: 16.4; Gains in Water Available For Use / Savings in Demand under the selected programme (Ml/d) input as +ve 2049-50: 16.4
52aA | Lowestoft Water Reuse to Ellingham Mill | ESW-EFR-002A | Water reuse | Resource Options | N | High Environmental Destination | ESWNCT | Ml/d | 2 | Gains in Water Available For Use / Savings in Demand under the selected programme (Ml/d) input as +ve 2032-33: 11; Gains in Water Available For Use / Savings in Demand under the selected programme (Ml/d) input as +ve 2033-34: 11; Gains in Water Available For Use / Savings in Demand under the selected programme (Ml/d) input as +ve 2034-35: 11; Gains in Water Available For Use / Savings in Demand under the selected programme (Ml/d) input as +ve 2035-36: 11; Gains in Water Available For Use / Savings in Demand under the selected programme (Ml/d) input as +ve 2036-37: 11; Gains in Water Available For Use / Savings in Demand under the selected programme (Ml/d) input as +ve 2037-38: 11; Gains in Water Available For Use / Savings in Demand under the selected programme (Ml/d) input as +ve 2038-39: 11; Gains in Water Available For Use / Savings in Demand under the selected programme (Ml/d) input as +ve 2039-40: 11; Gains in Water Available For Use / Savings in Demand under the selected programme (Ml/d) input as +ve 2040-41: 11; Gains in Water Available For Use / Savings in Demand under the selected programme (Ml/d) input as +ve 2041-42: 11; Gains in Water Available For Use / Savings in Demand under the selected programme (Ml/d) input as +ve 2042-43: 11; Gains in Water Available For Use / Savings in Demand under the selected programme (Ml/d) input as +ve 2043-44: 11; Gains in Water Available For Use / Savings in Demand under the selected programme (Ml/d) input as +ve 2044-45: 11; Gains in Water Available For Use / Savings in Demand under the selected programme (Ml/d) input as +ve 2045-46: 11; Gains in Water Available For Use / Savings in Demand under the selected programme (Ml/d) input as +ve 2046-47: 11; Gains in Water Available For Use / Savings in Demand under the selected programme (Ml/d) input as +ve 2047-48: 11; Gains in Water Available For Use / Savings in Demand under the selected programme (Ml/d) input as +ve 2048-49: 11; Gains in Water Available For Use / Savings in Demand under the selected programme (Ml/d) input as +ve 2049-50: 11
52bA | Langham Nitrate Scheme | ESW-NIT-006 | Outage reduction | Production Options | N | High Environmental Destination | ESWESX | Ml/d | 2 | Gains in Water Available For Use / Savings in Demand under the selected programme (Ml/d) input as +ve 2029-30: 0.9; Gains in Water Available For Use / Savings in Demand under the selected programme (Ml/d) input as +ve 2030-31: 0.9; Gains in Water Available For Use / Savings in Demand under the selected programme (Ml/d) input as +ve 2031-32: 0.9; Gains in Water Available For Use / Savings in Demand under the selected programme (Ml/d) input as +ve 2032-33: 0.9; Gains in Water Available For Use / Savings in Demand under the selected programme (Ml/d) input as +ve 2033-34: 0.9; Gains in Water Available For Use / Savings in Demand under the selected programme (Ml/d) input as +ve 2034-35: 0.9; Gains in Water Available For Use / Savings in Demand under the selected programme (Ml/d) input as +ve 2035-36: 0.9; Gains in Water Available For Use / Savings in Demand under the selected programme (Ml/d) input as +ve 2036-37: 0.9; Gains in Water Available For Use / Savings in Demand under the selected programme (Ml/d) input as +ve 2037-38: 0.9; Gains in Water Available For Use / Savings in Demand under the selected programme (Ml/d) input as +ve 2038-39: 0.9; Gains in Water Available For Use / Savings in Demand under the selected programme (Ml/d) input as +ve 2039-40: 0.9; Gains in Water Available For Use / Savings in Demand under the selected programme (Ml/d) input as +ve 2040-41: 0.9; Gains in Water Available For Use / Savings in Demand under the selected programme (Ml/d) input as +ve 2041-42: 0.9; Gains in Water Available For Use / Savings in Demand under the selected programme (Ml/d) input as +ve 2042-43: 0.9; Gains in Water Available For Use / Savings in Demand under the selected programme (Ml/d) input as +ve 2043-44: 0.9; Gains in Water Available For Use / Savings in Demand under the selected programme (Ml/d) input as +ve 2044-45: 0.9; Gains in Water Available For Use / Savings in Demand under the selected programme (Ml/d) input as +ve 2045-46: 0.9; Gains in Water Available For Use / Savings in Demand under the selected programme (Ml/d) input as +ve 2046-47: 0.9; Gains in Water Available For Use / Savings in Demand under the selected programme (Ml/d) input as +ve 2047-48: 0.9; Gains in Water Available For Use / Savings in Demand under the selected programme (Ml/d) input as +ve 2048-49: 0.9; Gains in Water Available For Use / Savings in Demand under the selected programme (Ml/d) input as +ve 2049-50: 0.9
52bA | Langford Nitrate Scheme | ESW-NIT-005 | Outage reduction | Production Options | N | High Environmental Destination | ESWESX | Ml/d | 2 | Gains in Water Available For Use / Savings in Demand under the selected programme (Ml/d) input as +ve 2029-30: 2.75; Gains in Water Available For Use / Savings in Demand under the selected programme (Ml/d) input as +ve 2030-31: 2.75; Gains in Water Available For Use / Savings in Demand under the selected programme (Ml/d) input as +ve 2031-32: 2.75; Gains in Water Available For Use / Savings in Demand under the selected programme (Ml/d) input as +ve 2032-33: 2.75; Gains in Water Available For Use / Savings in Demand under the selected programme (Ml/d) input as +ve 2033-34: 2.75; Gains in Water Available For Use / Savings in Demand under the selected programme (Ml/d) input as +ve 2034-35: 2.75; Gains in Water Available For Use / Savings in Demand under the selected programme (Ml/d) input as +ve 2035-36: 2.75; Gains in Water Available For Use / Savings in Demand under the selected programme (Ml/d) input as +ve 2036-37: 2.75; Gains in Water Available For Use / Savings in Demand under the selected programme (Ml/d) input as +ve 2037-38: 2.75; Gains in Water Available For Use / Savings in Demand under the selected programme (Ml/d) input as +ve 2038-39: 2.75; Gains in Water Available For Use / Savings in Demand under the selected programme (Ml/d) input as +ve 2039-40: 2.75; Gains in Water Available For Use / Savings in Demand under the selected programme (Ml/d) input as +ve 2040-41: 2.75; Gains in Water Available For Use / Savings in Demand under the selected programme (Ml/d) input as +ve 2041-42: 2.75; Gains in Water Available For Use / Savings in Demand under the selected programme (Ml/d) input as +ve 2042-43: 2.75; Gains in Water Available For Use / Savings in Demand under the selected programme (Ml/d) input as +ve 2043-44: 2.75; Gains in Water Available For Use / Savings in Demand under the selected programme (Ml/d) input as +ve 2044-45: 2.75; Gains in Water Available For Use / Savings in Demand under the selected programme (Ml/d) input as +ve 2045-46: 2.75; Gains in Water Available For Use / Savings in Demand under the selected programme (Ml/d) input as +ve 2046-47: 2.75; Gains in Water Available For Use / Savings in Demand under the selected programme (Ml/d) input as +ve 2047-48: 2.75; Gains in Water Available For Use / Savings in Demand under the selected programme (Ml/d) input as +ve 2048-49: 2.75; Gains in Water Available For Use / Savings in Demand under the selected programme (Ml/d) input as +ve 2049-50: 2.75
52aA | Abberton RWPS and Clarifier | ESW-PMP-001A | Groundwater enhancement | Resource Options | N | High Environmental Destination | ESWESX | Ml/d | 2 | Gains in Water Available For Use / Savings in Demand under the selected programme (Ml/d) input as +ve 2030-31: 8; Gains in Water Available For Use / Savings in Demand under the selected programme (Ml/d) input as +ve 2031-32: 8; Gains in Water Available For Use / Savings in Demand under the selected programme (Ml/d) input as +ve 2032-33: 8; Gains in Water Available For Use / Savings in Demand under the selected programme (Ml/d) input as +ve 2033-34: 8; Gains in Water Available For Use / Savings in Demand under the selected programme (Ml/d) input as +ve 2034-35: 8; Gains in Water Available For Use / Savings in Demand under the selected programme (Ml/d) input as +ve 2035-36: 8; Gains in Water Available For Use / Savings in Demand under the selected programme (Ml/d) input as +ve 2036-37: 8; Gains in Water Available For Use / Savings in Demand under the selected programme (Ml/d) input as +ve 2037-38: 8; Gains in Water Available For Use / Savings in Demand under the selected programme (Ml/d) input as +ve 2038-39: 8; Gains in Water Available For Use / Savings in Demand under the selected programme (Ml/d) input as +ve 2039-40: 8; Gains in Water Available For Use / Savings in Demand under the selected programme (Ml/d) input as +ve 2040-41: 8; Gains in Water Available For Use / Savings in Demand under the selected programme (Ml/d) input as +ve 2041-42: 8; Gains in Water Available For Use / Savings in Demand under the selected programme (Ml/d) input as +ve 2042-43: 8; Gains in Water Available For Use / Savings in Demand under the selected programme (Ml/d) input as +ve 2043-44: 8; Gains in Water Available For Use / Savings in Demand under the selected programme (Ml/d) input as +ve 2044-45: 8; Gains in Water Available For Use / Savings in Demand under the selected programme (Ml/d) input as +ve 2045-46: 8; Gains in Water Available For Use / Savings in Demand under the selected programme (Ml/d) input as +ve 2046-47: 8; Gains in Water Available For Use / Savings in Demand under the selected programme (Ml/d) input as +ve 2047-48: 8; Gains in Water Available For Use / Savings in Demand under the selected programme (Ml/d) input as +ve 2048-49: 8; Gains in Water Available For Use / Savings in Demand under the selected programme (Ml/d) input as +ve 2049-50: 8
52bA | Langford UV | ESW-UVC-001 | Outage reduction | Production Options | N | High Environmental Destination | ESWESX | Ml/d | 2 | Gains in Water Available For Use / Savings in Demand under the selected programme (Ml/d) input as +ve 2029-30: 0.2; Gains in Water Available For Use / Savings in Demand under the selected programme (Ml/d) input as +ve 2030-31: 0.2; Gains in Water Available For Use / Savings in Demand under the selected programme (Ml/d) input as +ve 2031-32: 0.2; Gains in Water Available For Use / Savings in Demand under the selected programme (Ml/d) input as +ve 2032-33: 0.2; Gains in Water Available For Use / Savings in Demand under the selected programme (Ml/d) input as +ve 2033-34: 0.2; Gains in Water Available For Use / Savings in Demand under the selected programme (Ml/d) input as +ve 2034-35: 0.2; Gains in Water Available For Use / Savings in Demand under the selected programme (Ml/d) input as +ve 2035-36: 0.2; Gains in Water Available For Use / Savings in Demand under the selected programme (Ml/d) input as +ve 2036-37: 0.2; Gains in Water Available For Use / Savings in Demand under the selected programme (Ml/d) input as +ve 2037-38: 0.2; Gains in Water Available For Use / Savings in Demand under the selected programme (Ml/d) input as +ve 2038-39: 0.2; Gains in Water Available For Use / Savings in Demand under the selected programme (Ml/d) input as +ve 2039-40: 0.2; Gains in Water Available For Use / Savings in Demand under the selected programme (Ml/d) input as +ve 2040-41: 0.2; Gains in Water Available For Use / Savings in Demand under the selected programme (Ml/d) input as +ve 2041-42: 0.2; Gains in Water Available For Use / Savings in Demand under the selected programme (Ml/d) input as +ve 2042-43: 0.2; Gains in Water Available For Use / Savings in Demand under the selected programme (Ml/d) input as +ve 2043-44: 0.2; Gains in Water Available For Use / Savings in Demand under the selected programme (Ml/d) input as +ve 2044-45: 0.2; Gains in Water Available For Use / Savings in Demand under the selected programme (Ml/d) input as +ve 2045-46: 0.2; Gains in Water Available For Use / Savings in Demand under the selected programme (Ml/d) input as +ve 2046-47: 0.2; Gains in Water Available For Use / Savings in Demand under the selected programme (Ml/d) input as +ve 2047-48: 0.2; Gains in Water Available For Use / Savings in Demand under the selected programme (Ml/d) input as +ve 2048-49: 0.2; Gains in Water Available For Use / Savings in Demand under the selected programme (Ml/d) input as +ve 2049-50: 0.2
52bA | Barsham Nitrate Scheme | ESW-NIT-001 | Outage reduction | Production Options | N | High Environmental Destination | ESWNCT | Ml/d | 2 | Gains in Water Available For Use / Savings in Demand under the selected programme (Ml/d) input as +ve 2029-30: 2.15; Gains in Water Available For Use / Savings in Demand under the selected programme (Ml/d) input as +ve 2030-31: 2.15; Gains in Water Available For Use / Savings in Demand under the selected programme (Ml/d) input as +ve 2031-32: 2.15; Gains in Water Available For Use / Savings in Demand under the selected programme (Ml/d) input as +ve 2032-33: 2.15; Gains in Water Available For Use / Savings in Demand under the selected programme (Ml/d) input as +ve 2033-34: 2.15; Gains in Water Available For Use / Savings in Demand under the selected programme (Ml/d) input as +ve 2034-35: 2.15; Gains in Water Available For Use / Savings in Demand under the selected programme (Ml/d) input as +ve 2035-36: 2.15; Gains in Water Available For Use / Savings in Demand under the selected programme (Ml/d) input as +ve 2036-37: 2.15; Gains in Water Available For Use / Savings in Demand under the selected programme (Ml/d) input as +ve 2037-38: 2.15; Gains in Water Available For Use / Savings in Demand under the selected programme (Ml/d) input as +ve 2038-39: 2.15; Gains in Water Available For Use / Savings in Demand under the selected programme (Ml/d) input as +ve 2039-40: 2.15; Gains in Water Available For Use / Savings in Demand under the selected programme (Ml/d) input as +ve 2040-41: 2.15; Gains in Water Available For Use / Savings in Demand under the selected programme (Ml/d) input as +ve 2041-42: 2.15; Gains in Water Available For Use / Savings in Demand under the selected programme (Ml/d) input as +ve 2042-43: 2.15; Gains in Water Available For Use / Savings in Demand under the selected programme (Ml/d) input as +ve 2043-44: 2.15; Gains in Water Available For Use / Savings in Demand under the selected programme (Ml/d) input as +ve 2044-45: 2.15; Gains in Water Available For Use / Savings in Demand under the selected programme (Ml/d) input as +ve 2045-46: 2.15; Gains in Water Available For Use / Savings in Demand under the selected programme (Ml/d) input as +ve 2046-47: 2.15; Gains in Water Available For Use / Savings in Demand under the selected programme (Ml/d) input as +ve 2047-48: 2.15; Gains in Water Available For Use / Savings in Demand under the selected programme (Ml/d) input as +ve 2048-49: 2.15; Gains in Water Available For Use / Savings in Demand under the selected programme (Ml/d) input as +ve 2049-50: 2.15
52cA | Barsham WTW Saxmundham Tower | ESW-TRA-001 | Internal Potable Transfer | Distribution Options | N | High Environmental Destination | ESWBLY | Ml/d | 2 | Gains in Water Available For Use / Savings in Demand under the selected programme (Ml/d) input as +ve 2028-29: 1.5; Gains in Water Available For Use / Savings in Demand under the selected programme (Ml/d) input as +ve 2029-30: 1.5; Gains in Water Available For Use / Savings in Demand under the selected programme (Ml/d) input as +ve 2030-31: 2.0295; Gains in Water Available For Use / Savings in Demand under the selected programme (Ml/d) input as +ve 2031-32: 1.9061; Gains in Water Available For Use / Savings in Demand under the selected programme (Ml/d) input as +ve 2032-33: 4.1368; Gains in Water Available For Use / Savings in Demand under the selected programme (Ml/d) input as +ve 2033-34: 4.0344; Gains in Water Available For Use / Savings in Demand under the selected programme (Ml/d) input as +ve 2034-35: 3.9337; Gains in Water Available For Use / Savings in Demand under the selected programme (Ml/d) input as +ve 2035-36: 3.8847; Gains in Water Available For Use / Savings in Demand under the selected programme (Ml/d) input as +ve 2036-37: 3.8334; Gains in Water Available For Use / Savings in Demand under the selected programme (Ml/d) input as +ve 2037-38: 3.7855; Gains in Water Available For Use / Savings in Demand under the selected programme (Ml/d) input as +ve 2038-39: 3.761; Gains in Water Available For Use / Savings in Demand under the selected programme (Ml/d) input as +ve 2039-40: 3.7308; Gains in Water Available For Use / Savings in Demand under the selected programme (Ml/d) input as +ve 2040-41: 5.9655; Gains in Water Available For Use / Savings in Demand under the selected programme (Ml/d) input as +ve 2041-42: 5.9385; Gains in Water Available For Use / Savings in Demand under the selected programme (Ml/d) input as +ve 2042-43: 5.9111; Gains in Water Available For Use / Savings in Demand under the selected programme (Ml/d) input as +ve 2043-44: 5.8996; Gains in Water Available For Use / Savings in Demand under the selected programme (Ml/d) input as +ve 2044-45: 5.8894; Gains in Water Available For Use / Savings in Demand under the selected programme (Ml/d) input as +ve 2045-46: 8.0683; Gains in Water Available For Use / Savings in Demand under the selected programme (Ml/d) input as +ve 2046-47: 8.0574; Gains in Water Available For Use / Savings in Demand under the selected programme (Ml/d) input as +ve 2047-48: 8.044; Gains in Water Available For Use / Savings in Demand under the selected programme (Ml/d) input as +ve 2048-49: 8.0405; Gains in Water Available For Use / Savings in Demand under the selected programme (Ml/d) input as +ve 2049-50: 8.032
52aA | Bungay to Broome WTW and Broome to Barsham WTW transfer | ESW-TRA-018 & ESW-TRA-023 | Internal raw water transfer | Resource Options | N | High Environmental Destination | ESWNCT | Ml/d | 2 | bar: Gains in Water Available For Use / Savings in Demand under the selected programme (Ml/d) input as +ve 2030-31 to Gains in Water Available For Use / Savings in Demand under the selected programme (Ml/d) input as +ve 2049-50
52cA | Transfer from Holton WTW to Eye Airfield | ESW-TRA-019 | Internal Potable Transfer | Distribution Options | N | High Environmental Destination | ESWHRT | Ml/d | 2 | Gains in Water Available For Use / Savings in Demand under the selected programme (Ml/d) input as +ve 2028-29: 2.945; Gains in Water Available For Use / Savings in Demand under the selected programme (Ml/d) input as +ve 2029-30: 2.9006; Gains in Water Available For Use / Savings in Demand under the selected programme (Ml/d) input as +ve 2030-31: 3.0856; Gains in Water Available For Use / Savings in Demand under the selected programme (Ml/d) input as +ve 2031-32: 2.867; Gains in Water Available For Use / Savings in Demand under the selected programme (Ml/d) input as +ve 2032-33: 6.5805; Gains in Water Available For Use / Savings in Demand under the selected programme (Ml/d) input as +ve 2033-34: 6.539; Gains in Water Available For Use / Savings in Demand under the selected programme (Ml/d) input as +ve 2034-35: 6.468; Gains in Water Available For Use / Savings in Demand under the selected programme (Ml/d) input as +ve 2035-36: 6.4106; Gains in Water Available For Use / Savings in Demand under the selected programme (Ml/d) input as +ve 2036-37: 6.3835; Gains in Water Available For Use / Savings in Demand under the selected programme (Ml/d) input as +ve 2037-38: 6.3466; Gains in Water Available For Use / Savings in Demand under the selected programme (Ml/d) input as +ve 2038-39: 6.3256; Gains in Water Available For Use / Savings in Demand under the selected programme (Ml/d) input as +ve 2039-40: 6.3024; Gains in Water Available For Use / Savings in Demand under the selected programme (Ml/d) input as +ve 2040-41: 6.7553; Gains in Water Available For Use / Savings in Demand under the selected programme (Ml/d) input as +ve 2041-42: 6.7213; Gains in Water Available For Use / Savings in Demand under the selected programme (Ml/d) input as +ve 2042-43: 6.6776; Gains in Water Available For Use / Savings in Demand under the selected programme (Ml/d) input as +ve 2043-44: 6.6553; Gains in Water Available For Use / Savings in Demand under the selected programme (Ml/d) input as +ve 2044-45: 6.6565; Gains in Water Available For Use / Savings in Demand under the selected programme (Ml/d) input as +ve 2045-46: 7.1469; Gains in Water Available For Use / Savings in Demand under the selected programme (Ml/d) input as +ve 2046-47: 7.1581; Gains in Water Available For Use / Savings in Demand under the selected programme (Ml/d) input as +ve 2047-48: 7.1696; Gains in Water Available For Use / Savings in Demand under the selected programme (Ml/d) input as +ve 2048-49: 7.1919; Gains in Water Available For Use / Savings in Demand under the selected programme (Ml/d) input as +ve 2049-50: 7.205
52aA | Linford New WTW 10 | ESW-ABS-003 | Groundwater enhancement | Resource Options | N | Habs Regs SR | ESWESX | Ml/d | 2 | Gains in Water Available For Use / Savings in Demand under the selected programme (Ml/d) input as +ve 2027-28: 10; Gains in Water Available For Use / Savings in Demand under the selected programme (Ml/d) input as +ve 2028-29: 10; Gains in Water Available For Use / Savings in Demand under the selected programme (Ml/d) input as +ve 2029-30: 10; Gains in Water Available For Use / Savings in Demand under the selected programme (Ml/d) input as +ve 2030-31: 10; Gains in Water Available For Use / Savings in Demand under the selected programme (Ml/d) input as +ve 2031-32: 10; Gains in Water Available For Use / Savings in Demand under the selected programme (Ml/d) input as +ve 2032-33: 10; Gains in Water Available For Use / Savings in Demand under the selected programme (Ml/d) input as +ve 2033-34: 10; Gains in Water Available For Use / Savings in Demand under the selected programme (Ml/d) input as +ve 2034-35: 10; Gains in Water Available For Use / Savings in Demand under the selected programme (Ml/d) input as +ve 2035-36: 10; Gains in Water Available For Use / Savings in Demand under the selected programme (Ml/d) input as +ve 2036-37: 10; Gains in Water Available For Use / Savings in Demand under the selected programme (Ml/d) input as +ve 2037-38: 10; Gains in Water Available For Use / Savings in Demand under the selected programme (Ml/d) input as +ve 2038-39: 10; Gains in Water Available For Use / Savings in Demand under the selected programme (Ml/d) input as +ve 2039-40: 10; Gains in Water Available For Use / Savings in Demand under the selected programme (Ml/d) input as +ve 2040-41: 10; Gains in Water Available For Use / Savings in Demand under the selected programme (Ml/d) input as +ve 2041-42: 10; Gains in Water Available For Use / Savings in Demand under the selected programme (Ml/d) input as +ve 2042-43: 10; Gains in Water Available For Use / Savings in Demand under the selected programme (Ml/d) input as +ve 2043-44: 10; Gains in Water Available For Use / Savings in Demand under the selected programme (Ml/d) input as +ve 2044-45: 10; Gains in Water Available For Use / Savings in Demand under the selected programme (Ml/d) input as +ve 2045-46: 10; Gains in Water Available For Use / Savings in Demand under the selected programme (Ml/d) input as +ve 2046-47: 10; Gains in Water Available For Use / Savings in Demand under the selected programme (Ml/d) input as +ve 2047-48: 10; Gains in Water Available For Use / Savings in Demand under the selected programme (Ml/d) input as +ve 2048-49: 10; Gains in Water Available For Use / Savings in Demand under the selected programme (Ml/d) input as +ve 2049-50: 10
52aA | Caister Water Reuse | ESW-EFR-007 | Water reuse | Resource Options | N | Habs Regs SR | ESWNCT | Ml/d | 2 | Gains in Water Available For Use / Savings in Demand under the selected programme (Ml/d) input as +ve 2032-33: 16.4; Gains in Water Available For Use / Savings in Demand under the selected programme (Ml/d) input as +ve 2033-34: 16.4; Gains in Water Available For Use / Savings in Demand under the selected programme (Ml/d) input as +ve 2034-35: 16.4; Gains in Water Available For Use / Savings in Demand under the selected programme (Ml/d) input as +ve 2035-36: 16.4; Gains in Water Available For Use / Savings in Demand under the selected programme (Ml/d) input as +ve 2036-37: 16.4; Gains in Water Available For Use / Savings in Demand under the selected programme (Ml/d) input as +ve 2037-38: 16.4; Gains in Water Available For Use / Savings in Demand under the selected programme (Ml/d) input as +ve 2038-39: 16.4; Gains in Water Available For Use / Savings in Demand under the selected programme (Ml/d) input as +ve 2039-40: 16.4; Gains in Water Available For Use / Savings in Demand under the selected programme (Ml/d) input as +ve 2040-41: 16.4; Gains in Water Available For Use / Savings in Demand under the selected programme (Ml/d) input as +ve 2041-42: 16.4; Gains in Water Available For Use / Savings in Demand under the selected programme (Ml/d) input as +ve 2042-43: 16.4; Gains in Water Available For Use / Savings in Demand under the selected programme (Ml/d) input as +ve 2043-44: 16.4; Gains in Water Available For Use / Savings in Demand under the selected programme (Ml/d) input as +ve 2044-45: 16.4; Gains in Water Available For Use / Savings in Demand under the selected programme (Ml/d) input as +ve 2045-46: 16.4; Gains in Water Available For Use / Savings in Demand under the selected programme (Ml/d) input as +ve 2046-47: 16.4; Gains in Water Available For Use / Savings in Demand under the selected programme (Ml/d) input as +ve 2047-48: 16.4; Gains in Water Available For Use / Savings in Demand under the selected programme (Ml/d) input as +ve 2048-49: 16.4; Gains in Water Available For Use / Savings in Demand under the selected programme (Ml/d) input as +ve 2049-50: 16.4
52aA | Lowestoft Water Reuse to Ellingham Mill | ESW-EFR-002A | Water reuse | Resource Options | N | Habs Regs SR | ESWNCT | Ml/d | 2 | Gains in Water Available For Use / Savings in Demand under the selected programme (Ml/d) input as +ve 2032-33: 11; Gains in Water Available For Use / Savings in Demand under the selected programme (Ml/d) input as +ve 2033-34: 11; Gains in Water Available For Use / Savings in Demand under the selected programme (Ml/d) input as +ve 2034-35: 11; Gains in Water Available For Use / Savings in Demand under the selected programme (Ml/d) input as +ve 2035-36: 11; Gains in Water Available For Use / Savings in Demand under the selected programme (Ml/d) input as +ve 2036-37: 11; Gains in Water Available For Use / Savings in Demand under the selected programme (Ml/d) input as +ve 2037-38: 11; Gains in Water Available For Use / Savings in Demand under the selected programme (Ml/d) input as +ve 2038-39: 11; Gains in Water Available For Use / Savings in Demand under the selected programme (Ml/d) input as +ve 2039-40: 11; Gains in Water Available For Use / Savings in Demand under the selected programme (Ml/d) input as +ve 2040-41: 11; Gains in Water Available For Use / Savings in Demand under the selected programme (Ml/d) input as +ve 2041-42: 11; Gains in Water Available For Use / Savings in Demand under the selected programme (Ml/d) input as +ve 2042-43: 11; Gains in Water Available For Use / Savings in Demand under the selected programme (Ml/d) input as +ve 2043-44: 11; Gains in Water Available For Use / Savings in Demand under the selected programme (Ml/d) input as +ve 2044-45: 11; Gains in Water Available For Use / Savings in Demand under the selected programme (Ml/d) input as +ve 2045-46: 11; Gains in Water Available For Use / Savings in Demand under the selected programme (Ml/d) input as +ve 2046-47: 11; Gains in Water Available For Use / Savings in Demand under the selected programme (Ml/d) input as +ve 2047-48: 11; Gains in Water Available For Use / Savings in Demand under the selected programme (Ml/d) input as +ve 2048-49: 11; Gains in Water Available For Use / Savings in Demand under the selected programme (Ml/d) input as +ve 2049-50: 11
52aA | North Suffolk Winter Storage Reservoir 5000 and Transfer | ESW-RES-002B | New Reservoir | Resource Options | N | Habs Regs SR | ESWNCT | Ml/d | 2 | Gains in Water Available For Use / Savings in Demand under the selected programme (Ml/d) input as +ve 2040-41: 18.5; Gains in Water Available For Use / Savings in Demand under the selected programme (Ml/d) input as +ve 2041-42: 18.5; Gains in Water Available For Use / Savings in Demand under the selected programme (Ml/d) input as +ve 2042-43: 18.5; Gains in Water Available For Use / Savings in Demand under the selected programme (Ml/d) input as +ve 2043-44: 18.5; Gains in Water Available For Use / Savings in Demand under the selected programme (Ml/d) input as +ve 2044-45: 18.5; Gains in Water Available For Use / Savings in Demand under the selected programme (Ml/d) input as +ve 2045-46: 18.5; Gains in Water Available For Use / Savings in Demand under the selected programme (Ml/d) input as +ve 2046-47: 18.5; Gains in Water Available For Use / Savings in Demand under the selected programme (Ml/d) input as +ve 2047-48: 18.5; Gains in Water Available For Use / Savings in Demand under the selected programme (Ml/d) input as +ve 2048-49: 18.5; Gains in Water Available For Use / Savings in Demand under the selected programme (Ml/d) input as +ve 2049-50: 18.5
52bA | Langham Nitrate Scheme | ESW-NIT-006 | Outage reduction | Production Options | N | Habs Regs SR | ESWESX | Ml/d | 2 | Gains in Water Available For Use / Savings in Demand under the selected programme (Ml/d) input as +ve 2029-30: 0.9; Gains in Water Available For Use / Savings in Demand under the selected programme (Ml/d) input as +ve 2030-31: 0.9; Gains in Water Available For Use / Savings in Demand under the selected programme (Ml/d) input as +ve 2031-32: 0.9; Gains in Water Available For Use / Savings in Demand under the selected programme (Ml/d) input as +ve 2032-33: 0.9; Gains in Water Available For Use / Savings in Demand under the selected programme (Ml/d) input as +ve 2033-34: 0.9; Gains in Water Available For Use / Savings in Demand under the selected programme (Ml/d) input as +ve 2034-35: 0.9; Gains in Water Available For Use / Savings in Demand under the selected programme (Ml/d) input as +ve 2035-36: 0.9; Gains in Water Available For Use / Savings in Demand under the selected programme (Ml/d) input as +ve 2036-37: 0.9; Gains in Water Available For Use / Savings in Demand under the selected programme (Ml/d) input as +ve 2037-38: 0.9; Gains in Water Available For Use / Savings in Demand under the selected programme (Ml/d) input as +ve 2038-39: 0.9; Gains in Water Available For Use / Savings in Demand under the selected programme (Ml/d) input as +ve 2039-40: 0.9; Gains in Water Available For Use / Savings in Demand under the selected programme (Ml/d) input as +ve 2040-41: 0.9; Gains in Water Available For Use / Savings in Demand under the selected programme (Ml/d) input as +ve 2041-42: 0.9; Gains in Water Available For Use / Savings in Demand under the selected programme (Ml/d) input as +ve 2042-43: 0.9; Gains in Water Available For Use / Savings in Demand under the selected programme (Ml/d) input as +ve 2043-44: 0.9; Gains in Water Available For Use / Savings in Demand under the selected programme (Ml/d) input as +ve 2044-45: 0.9; Gains in Water Available For Use / Savings in Demand under the selected programme (Ml/d) input as +ve 2045-46: 0.9; Gains in Water Available For Use / Savings in Demand under the selected programme (Ml/d) input as +ve 2046-47: 0.9; Gains in Water Available For Use / Savings in Demand under the selected programme (Ml/d) input as +ve 2047-48: 0.9; Gains in Water Available For Use / Savings in Demand under the selected programme (Ml/d) input as +ve 2048-49: 0.9; Gains in Water Available For Use / Savings in Demand under the selected programme (Ml/d) input as +ve 2049-50: 0.9
52bA | Langford Nitrate Scheme | ESW-NIT-005 | Outage reduction | Production Options | N | Habs Regs SR | ESWESX | Ml/d | 2 | Gains in Water Available For Use / Savings in Demand under the selected programme (Ml/d) input as +ve 2029-30: 2.75; Gains in Water Available For Use / Savings in Demand under the selected programme (Ml/d) input as +ve 2030-31: 2.75; Gains in Water Available For Use / Savings in Demand under the selected programme (Ml/d) input as +ve 2031-32: 2.75; Gains in Water Available For Use / Savings in Demand under the selected programme (Ml/d) input as +ve 2032-33: 2.75; Gains in Water Available For Use / Savings in Demand under the selected programme (Ml/d) input as +ve 2033-34: 2.75; Gains in Water Available For Use / Savings in Demand under the selected programme (Ml/d) input as +ve 2034-35: 2.75; Gains in Water Available For Use / Savings in Demand under the selected programme (Ml/d) input as +ve 2035-36: 2.75; Gains in Water Available For Use / Savings in Demand under the selected programme (Ml/d) input as +ve 2036-37: 2.75; Gains in Water Available For Use / Savings in Demand under the selected programme (Ml/d) input as +ve 2037-38: 2.75; Gains in Water Available For Use / Savings in Demand under the selected programme (Ml/d) input as +ve 2038-39: 2.75; Gains in Water Available For Use / Savings in Demand under the selected programme (Ml/d) input as +ve 2039-40: 2.75; Gains in Water Available For Use / Savings in Demand under the selected programme (Ml/d) input as +ve 2040-41: 2.75; Gains in Water Available For Use / Savings in Demand under the selected programme (Ml/d) input as +ve 2041-42: 2.75; Gains in Water Available For Use / Savings in Demand under the selected programme (Ml/d) input as +ve 2042-43: 2.75; Gains in Water Available For Use / Savings in Demand under the selected programme (Ml/d) input as +ve 2043-44: 2.75; Gains in Water Available For Use / Savings in Demand under the selected programme (Ml/d) input as +ve 2044-45: 2.75; Gains in Water Available For Use / Savings in Demand under the selected programme (Ml/d) input as +ve 2045-46: 2.75; Gains in Water Available For Use / Savings in Demand under the selected programme (Ml/d) input as +ve 2046-47: 2.75; Gains in Water Available For Use / Savings in Demand under the selected programme (Ml/d) input as +ve 2047-48: 2.75; Gains in Water Available For Use / Savings in Demand under the selected programme (Ml/d) input as +ve 2048-49: 2.75; Gains in Water Available For Use / Savings in Demand under the selected programme (Ml/d) input as +ve 2049-50: 2.75
52aA | Abberton RWPS and Langford Clarifiers | ESW-PMP-001A | Groundwater enhancement | Resource Options | N | Habs Regs SR | ESWESX | Ml/d | 2 | Gains in Water Available For Use / Savings in Demand under the selected programme (Ml/d) input as +ve 2030-31: 8; Gains in Water Available For Use / Savings in Demand under the selected programme (Ml/d) input as +ve 2031-32: 8; Gains in Water Available For Use / Savings in Demand under the selected programme (Ml/d) input as +ve 2032-33: 8; Gains in Water Available For Use / Savings in Demand under the selected programme (Ml/d) input as +ve 2033-34: 8; Gains in Water Available For Use / Savings in Demand under the selected programme (Ml/d) input as +ve 2034-35: 8; Gains in Water Available For Use / Savings in Demand under the selected programme (Ml/d) input as +ve 2035-36: 8; Gains in Water Available For Use / Savings in Demand under the selected programme (Ml/d) input as +ve 2036-37: 8; Gains in Water Available For Use / Savings in Demand under the selected programme (Ml/d) input as +ve 2037-38: 8; Gains in Water Available For Use / Savings in Demand under the selected programme (Ml/d) input as +ve 2038-39: 8; Gains in Water Available For Use / Savings in Demand under the selected programme (Ml/d) input as +ve 2039-40: 8; Gains in Water Available For Use / Savings in Demand under the selected programme (Ml/d) input as +ve 2040-41: 8; Gains in Water Available For Use / Savings in Demand under the selected programme (Ml/d) input as +ve 2041-42: 8; Gains in Water Available For Use / Savings in Demand under the selected programme (Ml/d) input as +ve 2042-43: 8; Gains in Water Available For Use / Savings in Demand under the selected programme (Ml/d) input as +ve 2043-44: 8; Gains in Water Available For Use / Savings in Demand under the selected programme (Ml/d) input as +ve 2044-45: 8; Gains in Water Available For Use / Savings in Demand under the selected programme (Ml/d) input as +ve 2045-46: 8; Gains in Water Available For Use / Savings in Demand under the selected programme (Ml/d) input as +ve 2046-47: 8; Gains in Water Available For Use / Savings in Demand under the selected programme (Ml/d) input as +ve 2047-48: 8; Gains in Water Available For Use / Savings in Demand under the selected programme (Ml/d) input as +ve 2048-49: 8; Gains in Water Available For Use / Savings in Demand under the selected programme (Ml/d) input as +ve 2049-50: 8
52bA | Langford UV | ESW-UVC-001 | Outage reduction | Production Options | N | Habs Regs SR | ESWESX | Ml/d | 2 | Gains in Water Available For Use / Savings in Demand under the selected programme (Ml/d) input as +ve 2029-30: 0.2; Gains in Water Available For Use / Savings in Demand under the selected programme (Ml/d) input as +ve 2030-31: 0.2; Gains in Water Available For Use / Savings in Demand under the selected programme (Ml/d) input as +ve 2031-32: 0.2; Gains in Water Available For Use / Savings in Demand under the selected programme (Ml/d) input as +ve 2032-33: 0.2; Gains in Water Available For Use / Savings in Demand under the selected programme (Ml/d) input as +ve 2033-34: 0.2; Gains in Water Available For Use / Savings in Demand under the selected programme (Ml/d) input as +ve 2034-35: 0.2; Gains in Water Available For Use / Savings in Demand under the selected programme (Ml/d) input as +ve 2035-36: 0.2; Gains in Water Available For Use / Savings in Demand under the selected programme (Ml/d) input as +ve 2036-37: 0.2; Gains in Water Available For Use / Savings in Demand under the selected programme (Ml/d) input as +ve 2037-38: 0.2; Gains in Water Available For Use / Savings in Demand under the selected programme (Ml/d) input as +ve 2038-39: 0.2; Gains in Water Available For Use / Savings in Demand under the selected programme (Ml/d) input as +ve 2039-40: 0.2; Gains in Water Available For Use / Savings in Demand under the selected programme (Ml/d) input as +ve 2040-41: 0.2; Gains in Water Available For Use / Savings in Demand under the selected programme (Ml/d) input as +ve 2041-42: 0.2; Gains in Water Available For Use / Savings in Demand under the selected programme (Ml/d) input as +ve 2042-43: 0.2; Gains in Water Available For Use / Savings in Demand under the selected programme (Ml/d) input as +ve 2043-44: 0.2; Gains in Water Available For Use / Savings in Demand under the selected programme (Ml/d) input as +ve 2044-45: 0.2; Gains in Water Available For Use / Savings in Demand under the selected programme (Ml/d) input as +ve 2045-46: 0.2; Gains in Water Available For Use / Savings in Demand under the selected programme (Ml/d) input as +ve 2046-47: 0.2; Gains in Water Available For Use / Savings in Demand under the selected programme (Ml/d) input as +ve 2047-48: 0.2; Gains in Water Available For Use / Savings in Demand under the selected programme (Ml/d) input as +ve 2048-49: 0.2; Gains in Water Available For Use / Savings in Demand under the selected programme (Ml/d) input as +ve 2049-50: 0.2
52bA | Barsham Nitrate Scheme | ESW-NIT-001 | Outage reduction | Production Options | N | Habs Regs SR | ESWNCT | Ml/d | 2 | Gains in Water Available For Use / Savings in Demand under the selected programme (Ml/d) input as +ve 2029-30: 2.15; Gains in Water Available For Use / Savings in Demand under the selected programme (Ml/d) input as +ve 2030-31: 2.15; Gains in Water Available For Use / Savings in Demand under the selected programme (Ml/d) input as +ve 2031-32: 2.15; Gains in Water Available For Use / Savings in Demand under the selected programme (Ml/d) input as +ve 2032-33: 2.15; Gains in Water Available For Use / Savings in Demand under the selected programme (Ml/d) input as +ve 2033-34: 2.15; Gains in Water Available For Use / Savings in Demand under the selected programme (Ml/d) input as +ve 2034-35: 2.15; Gains in Water Available For Use / Savings in Demand under the selected programme (Ml/d) input as +ve 2035-36: 2.15; Gains in Water Available For Use / Savings in Demand under the selected programme (Ml/d) input as +ve 2036-37: 2.15; Gains in Water Available For Use / Savings in Demand under the selected programme (Ml/d) input as +ve 2037-38: 2.15; Gains in Water Available For Use / Savings in Demand under the selected programme (Ml/d) input as +ve 2038-39: 2.15; Gains in Water Available For Use / Savings in Demand under the selected programme (Ml/d) input as +ve 2039-40: 2.15; Gains in Water Available For Use / Savings in Demand under the selected programme (Ml/d) input as +ve 2040-41: 2.15; Gains in Water Available For Use / Savings in Demand under the selected programme (Ml/d) input as +ve 2041-42: 2.15; Gains in Water Available For Use / Savings in Demand under the selected programme (Ml/d) input as +ve 2042-43: 2.15; Gains in Water Available For Use / Savings in Demand under the selected programme (Ml/d) input as +ve 2043-44: 2.15; Gains in Water Available For Use / Savings in Demand under the selected programme (Ml/d) input as +ve 2044-45: 2.15; Gains in Water Available For Use / Savings in Demand under the selected programme (Ml/d) input as +ve 2045-46: 2.15; Gains in Water Available For Use / Savings in Demand under the selected programme (Ml/d) input as +ve 2046-47: 2.15; Gains in Water Available For Use / Savings in Demand under the selected programme (Ml/d) input as +ve 2047-48: 2.15; Gains in Water Available For Use / Savings in Demand under the selected programme (Ml/d) input as +ve 2048-49: 2.15; Gains in Water Available For Use / Savings in Demand under the selected programme (Ml/d) input as +ve 2049-50: 2.15
52cA | Barsham WTW Saxmundham Tower | ESW-TRA-001 | Internal Potable Transfer | Distribution Options | N | Habs Regs SR | ESWBLY | Ml/d | 2 | Gains in Water Available For Use / Savings in Demand under the selected programme (Ml/d) input as +ve 2028-29: 0.52982; Gains in Water Available For Use / Savings in Demand under the selected programme (Ml/d) input as +ve 2029-30: 0.41023; Gains in Water Available For Use / Savings in Demand under the selected programme (Ml/d) input as +ve 2030-31: 1.9969; Gains in Water Available For Use / Savings in Demand under the selected programme (Ml/d) input as +ve 2031-32: 1.9013; Gains in Water Available For Use / Savings in Demand under the selected programme (Ml/d) input as +ve 2032-33: 4.1324; Gains in Water Available For Use / Savings in Demand under the selected programme (Ml/d) input as +ve 2033-34: 4.0303; Gains in Water Available For Use / Savings in Demand under the selected programme (Ml/d) input as +ve 2034-35: 3.93; Gains in Water Available For Use / Savings in Demand under the selected programme (Ml/d) input as +ve 2035-36: 3.8812; Gains in Water Available For Use / Savings in Demand under the selected programme (Ml/d) input as +ve 2036-37: 3.8302; Gains in Water Available For Use / Savings in Demand under the selected programme (Ml/d) input as +ve 2037-38: 3.7825; Gains in Water Available For Use / Savings in Demand under the selected programme (Ml/d) input as +ve 2038-39: 3.7583; Gains in Water Available For Use / Savings in Demand under the selected programme (Ml/d) input as +ve 2039-40: 3.7284; Gains in Water Available For Use / Savings in Demand under the selected programme (Ml/d) input as +ve 2040-41: 4.6034; Gains in Water Available For Use / Savings in Demand under the selected programme (Ml/d) input as +ve 2041-42: 4.5767; Gains in Water Available For Use / Savings in Demand under the selected programme (Ml/d) input as +ve 2042-43: 4.5495; Gains in Water Available For Use / Savings in Demand under the selected programme (Ml/d) input as +ve 2043-44: 4.5382; Gains in Water Available For Use / Savings in Demand under the selected programme (Ml/d) input as +ve 2044-45: 4.5282; Gains in Water Available For Use / Savings in Demand under the selected programme (Ml/d) input as +ve 2045-46: 5.3472; Gains in Water Available For Use / Savings in Demand under the selected programme (Ml/d) input as +ve 2046-47: 5.3365; Gains in Water Available For Use / Savings in Demand under the selected programme (Ml/d) input as +ve 2047-48: 5.3231; Gains in Water Available For Use / Savings in Demand under the selected programme (Ml/d) input as +ve 2048-49: 5.3198; Gains in Water Available For Use / Savings in Demand under the selected programme (Ml/d) input as +ve 2049-50: 5.3114
52cP | Barsham WTW Saxmundham Tower | ESW-TRA-001 | Internal Potable Transfer | Distribution Options | N | Preferred | ESWNCT | Ml/d | 2 | Gains in Water Available For Use / Savings in Demand under the selected programme (Ml/d) input as +ve 2028-29: -0.52982; Gains in Water Available For Use / Savings in Demand under the selected programme (Ml/d) input as +ve 2029-30: -0.41023; Gains in Water Available For Use / Savings in Demand under the selected programme (Ml/d) input as +ve 2030-31: -1.9969; Gains in Water Available For Use / Savings in Demand under the selected programme (Ml/d) input as +ve 2031-32: -1.9013; Gains in Water Available For Use / Savings in Demand under the selected programme (Ml/d) input as +ve 2032-33: -4.1324; Gains in Water Available For Use / Savings in Demand under the selected programme (Ml/d) input as +ve 2033-34: -4.0303; Gains in Water Available For Use / Savings in Demand under the selected programme (Ml/d) input as +ve 2034-35: -3.93; Gains in Water Available For Use / Savings in Demand under the selected programme (Ml/d) input as +ve 2035-36: -3.8812; Gains in Water Available For Use / Savings in Demand under the selected programme (Ml/d) input as +ve 2036-37: -3.8302; Gains in Water Available For Use / Savings in Demand under the selected programme (Ml/d) input as +ve 2037-38: -3.7825; Gains in Water Available For Use / Savings in Demand under the selected programme (Ml/d) input as +ve 2038-39: -3.7583; Gains in Water Available For Use / Savings in Demand under the selected programme (Ml/d) input as +ve 2039-40: -3.7284; Gains in Water Available For Use / Savings in Demand under the selected programme (Ml/d) input as +ve 2040-41: -4.6034; Gains in Water Available For Use / Savings in Demand under the selected programme (Ml/d) input as +ve 2041-42: -4.5767; Gains in Water Available For Use / Savings in Demand under the selected programme (Ml/d) input as +ve 2042-43: -4.5495; Gains in Water Available For Use / Savings in Demand under the selected programme (Ml/d) input as +ve 2043-44: -4.5382; Gains in Water Available For Use / Savings in Demand under the selected programme (Ml/d) input as +ve 2044-45: -4.5282; Gains in Water Available For Use / Savings in Demand under the selected programme (Ml/d) input as +ve 2045-46: -5.3472; Gains in Water Available For Use / Savings in Demand under the selected programme (Ml/d) input as +ve 2046-47: -5.3365; Gains in Water Available For Use / Savings in Demand under the selected programme (Ml/d) input as +ve 2047-48: -5.3231; Gains in Water Available For Use / Savings in Demand under the selected programme (Ml/d) input as +ve 2048-49: -5.3198; Gains in Water Available For Use / Savings in Demand under the selected programme (Ml/d) input as +ve 2049-50: -5.3114
52cA | Barsham WTW Saxmundham Tower | ESW-TRA-001 | Internal Potable Transfer | Distribution Options | N | Habs Regs SR | ESWNCT | Ml/d | 2 | Gains in Water Available For Use / Savings in Demand under the selected programme (Ml/d) input as +ve 2028-29: -0.52982; Gains in Water Available For Use / Savings in Demand under the selected programme (Ml/d) input as +ve 2029-30: -0.41023; Gains in Water Available For Use / Savings in Demand under the selected programme (Ml/d) input as +ve 2030-31: -1.9969; Gains in Water Available For Use / Savings in Demand under the selected programme (Ml/d) input as +ve 2031-32: -1.9013; Gains in Water Available For Use / Savings in Demand under the selected programme (Ml/d) input as +ve 2032-33: -4.1324; Gains in Water Available For Use / Savings in Demand under the selected programme (Ml/d) input as +ve 2033-34: -4.0303; Gains in Water Available For Use / Savings in Demand under the selected programme (Ml/d) input as +ve 2034-35: -3.93; Gains in Water Available For Use / Savings in Demand under the selected programme (Ml/d) input as +ve 2035-36: -3.8812; Gains in Water Available For Use / Savings in Demand under the selected programme (Ml/d) input as +ve 2036-37: -3.8302; Gains in Water Available For Use / Savings in Demand under the selected programme (Ml/d) input as +ve 2037-38: -3.7825; Gains in Water Available For Use / Savings in Demand under the selected programme (Ml/d) input as +ve 2038-39: -3.7583; Gains in Water Available For Use / Savings in Demand under the selected programme (Ml/d) input as +ve 2039-40: -3.7284; Gains in Water Available For Use / Savings in Demand under the selected programme (Ml/d) input as +ve 2040-41: -4.6034; Gains in Water Available For Use / Savings in Demand under the selected programme (Ml/d) input as +ve 2041-42: -4.5767; Gains in Water Available For Use / Savings in Demand under the selected programme (Ml/d) input as +ve 2042-43: -4.5495; Gains in Water Available For Use / Savings in Demand under the selected programme (Ml/d) input as +ve 2043-44: -4.5382; Gains in Water Available For Use / Savings in Demand under the selected programme (Ml/d) input as +ve 2044-45: -4.5282; Gains in Water Available For Use / Savings in Demand under the selected programme (Ml/d) input as +ve 2045-46: -5.3472; Gains in Water Available For Use / Savings in Demand under the selected programme (Ml/d) input as +ve 2046-47: -5.3365; Gains in Water Available For Use / Savings in Demand under the selected programme (Ml/d) input as +ve 2047-48: -5.3231; Gains in Water Available For Use / Savings in Demand under the selected programme (Ml/d) input as +ve 2048-49: -5.3198; Gains in Water Available For Use / Savings in Demand under the selected programme (Ml/d) input as +ve 2049-50: -5.3114
52cA | Barsham WTW Saxmundham Tower | ESW-TRA-001 | Internal Potable Transfer | Distribution Options | N | High Environmental Destination | ESWNCT | Ml/d | 2 | Gains in Water Available For Use / Savings in Demand under the selected programme (Ml/d) input as +ve 2028-29: -1.5; Gains in Water Available For Use / Savings in Demand under the selected programme (Ml/d) input as +ve 2029-30: -1.5; Gains in Water Available For Use / Savings in Demand under the selected programme (Ml/d) input as +ve 2030-31: -2.0295; Gains in Water Available For Use / Savings in Demand under the selected programme (Ml/d) input as +ve 2031-32: -1.9061; Gains in Water Available For Use / Savings in Demand under the selected programme (Ml/d) input as +ve 2032-33: -4.1368; Gains in Water Available For Use / Savings in Demand under the selected programme (Ml/d) input as +ve 2033-34: -4.0344; Gains in Water Available For Use / Savings in Demand under the selected programme (Ml/d) input as +ve 2034-35: -3.9337; Gains in Water Available For Use / Savings in Demand under the selected programme (Ml/d) input as +ve 2035-36: -3.8847; Gains in Water Available For Use / Savings in Demand under the selected programme (Ml/d) input as +ve 2036-37: -3.8334; Gains in Water Available For Use / Savings in Demand under the selected programme (Ml/d) input as +ve 2037-38: -3.7855; Gains in Water Available For Use / Savings in Demand under the selected programme (Ml/d) input as +ve 2038-39: -3.761; Gains in Water Available For Use / Savings in Demand under the selected programme (Ml/d) input as +ve 2039-40: -3.7308; Gains in Water Available For Use / Savings in Demand under the selected programme (Ml/d) input as +ve 2040-41: -5.9655; Gains in Water Available For Use / Savings in Demand under the selected programme (Ml/d) input as +ve 2041-42: -5.9385; Gains in Water Available For Use / Savings in Demand under the selected programme (Ml/d) input as +ve 2042-43: -5.9111; Gains in Water Available For Use / Savings in Demand under the selected programme (Ml/d) input as +ve 2043-44: -5.8996; Gains in Water Available For Use / Savings in Demand under the selected programme (Ml/d) input as +ve 2044-45: -5.8894; Gains in Water Available For Use / Savings in Demand under the selected programme (Ml/d) input as +ve 2045-46: -8.0683; Gains in Water Available For Use / Savings in Demand under the selected programme (Ml/d) input as +ve 2046-47: -8.0574; Gains in Water Available For Use / Savings in Demand under the selected programme (Ml/d) input as +ve 2047-48: -8.044; Gains in Water Available For Use / Savings in Demand under the selected programme (Ml/d) input as +ve 2048-49: -8.0405; Gains in Water Available For Use / Savings in Demand under the selected programme (Ml/d) input as +ve 2049-50: -8.032
52cA | Barsham WTW Saxmundham Tower | ESW-TRA-001 | Internal Potable Transfer | Distribution Options | N | High PCC | ESWNCT | Ml/d | 2 | Gains in Water Available For Use / Savings in Demand under the selected programme (Ml/d) input as +ve 2028-29: -1.5; Gains in Water Available For Use / Savings in Demand under the selected programme (Ml/d) input as +ve 2029-30: -1.5; Gains in Water Available For Use / Savings in Demand under the selected programme (Ml/d) input as +ve 2030-31: -2.3362; Gains in Water Available For Use / Savings in Demand under the selected programme (Ml/d) input as +ve 2031-32: -2.2604; Gains in Water Available For Use / Savings in Demand under the selected programme (Ml/d) input as +ve 2032-33: -4.5393; Gains in Water Available For Use / Savings in Demand under the selected programme (Ml/d) input as +ve 2033-34: -4.4852; Gains in Water Available For Use / Savings in Demand under the selected programme (Ml/d) input as +ve 2034-35: -4.4324; Gains in Water Available For Use / Savings in Demand under the selected programme (Ml/d) input as +ve 2035-36: -4.3923; Gains in Water Available For Use / Savings in Demand under the selected programme (Ml/d) input as +ve 2036-37: -4.35; Gains in Water Available For Use / Savings in Demand under the selected programme (Ml/d) input as +ve 2037-38: -4.3113; Gains in Water Available For Use / Savings in Demand under the selected programme (Ml/d) input as +ve 2038-39: -4.2812; Gains in Water Available For Use / Savings in Demand under the selected programme (Ml/d) input as +ve 2039-40: -4.2453; Gains in Water Available For Use / Savings in Demand under the selected programme (Ml/d) input as +ve 2040-41: -5.1149; Gains in Water Available For Use / Savings in Demand under the selected programme (Ml/d) input as +ve 2041-42: -5.083; Gains in Water Available For Use / Savings in Demand under the selected programme (Ml/d) input as +ve 2042-43: -5.0506; Gains in Water Available For Use / Savings in Demand under the selected programme (Ml/d) input as +ve 2043-44: -5.0343; Gains in Water Available For Use / Savings in Demand under the selected programme (Ml/d) input as +ve 2044-45: -5.0193; Gains in Water Available For Use / Savings in Demand under the selected programme (Ml/d) input as +ve 2045-46: -5.8337; Gains in Water Available For Use / Savings in Demand under the selected programme (Ml/d) input as +ve 2046-47: -5.8183; Gains in Water Available For Use / Savings in Demand under the selected programme (Ml/d) input as +ve 2047-48: -5.8005; Gains in Water Available For Use / Savings in Demand under the selected programme (Ml/d) input as +ve 2048-49: -5.7928; Gains in Water Available For Use / Savings in Demand under the selected programme (Ml/d) input as +ve 2049-50: -5.78
52cA | Barsham WTW Saxmundham Tower | ESW-TRA-001 | Internal Potable Transfer | Distribution Options | N | Least Cost | ESWNCT | Ml/d | 2 | Gains in Water Available For Use / Savings in Demand under the selected programme (Ml/d) input as +ve 2028-29: -0.52982; Gains in Water Available For Use / Savings in Demand under the selected programme (Ml/d) input as +ve 2029-30: -0.41023; Gains in Water Available For Use / Savings in Demand under the selected programme (Ml/d) input as +ve 2030-31: -1.9969; Gains in Water Available For Use / Savings in Demand under the selected programme (Ml/d) input as +ve 2031-32: -1.9013; Gains in Water Available For Use / Savings in Demand under the selected programme (Ml/d) input as +ve 2032-33: -4.1324; Gains in Water Available For Use / Savings in Demand under the selected programme (Ml/d) input as +ve 2033-34: -4.0303; Gains in Water Available For Use / Savings in Demand under the selected programme (Ml/d) input as +ve 2034-35: -3.93; Gains in Water Available For Use / Savings in Demand under the selected programme (Ml/d) input as +ve 2035-36: -3.8812; Gains in Water Available For Use / Savings in Demand under the selected programme (Ml/d) input as +ve 2036-37: -3.8302; Gains in Water Available For Use / Savings in Demand under the selected programme (Ml/d) input as +ve 2037-38: -3.7825; Gains in Water Available For Use / Savings in Demand under the selected programme (Ml/d) input as +ve 2038-39: -3.7583; Gains in Water Available For Use / Savings in Demand under the selected programme (Ml/d) input as +ve 2039-40: -3.7284; Gains in Water Available For Use / Savings in Demand under the selected programme (Ml/d) input as +ve 2040-41: -4.6034; Gains in Water Available For Use / Savings in Demand under the selected programme (Ml/d) input as +ve 2041-42: -4.5767; Gains in Water Available For Use / Savings in Demand under the selected programme (Ml/d) input as +ve 2042-43: -4.5495; Gains in Water Available For Use / Savings in Demand under the selected programme (Ml/d) input as +ve 2043-44: -4.5382; Gains in Water Available For Use / Savings in Demand under the selected programme (Ml/d) input as +ve 2044-45: -4.5282; Gains in Water Available For Use / Savings in Demand under the selected programme (Ml/d) input as +ve 2045-46: -5.3472; Gains in Water Available For Use / Savings in Demand under the selected programme (Ml/d) input as +ve 2046-47: -5.3365; Gains in Water Available For Use / Savings in Demand under the selected programme (Ml/d) input as +ve 2047-48: -5.3231; Gains in Water Available For Use / Savings in Demand under the selected programme (Ml/d) input as +ve 2048-49: -5.3198; Gains in Water Available For Use / Savings in Demand under the selected programme (Ml/d) input as +ve 2049-50: -5.3114
52cA | Barsham WTW Saxmundham Tower | ESW-TRA-001 | Internal Potable Transfer | Distribution Options | N | North Suffolk Reservoir | ESWNCT | Ml/d | 2 | Gains in Water Available For Use / Savings in Demand under the selected programme (Ml/d) input as +ve 2028-29: -1.5; Gains in Water Available For Use / Savings in Demand under the selected programme (Ml/d) input as +ve 2029-30: -1.5; Gains in Water Available For Use / Savings in Demand under the selected programme (Ml/d) input as +ve 2030-31: -2.0295; Gains in Water Available For Use / Savings in Demand under the selected programme (Ml/d) input as +ve 2031-32: -1.9061; Gains in Water Available For Use / Savings in Demand under the selected programme (Ml/d) input as +ve 2032-33: -4.1368; Gains in Water Available For Use / Savings in Demand under the selected programme (Ml/d) input as +ve 2033-34: -4.0344; Gains in Water Available For Use / Savings in Demand under the selected programme (Ml/d) input as +ve 2034-35: -3.9337; Gains in Water Available For Use / Savings in Demand under the selected programme (Ml/d) input as +ve 2035-36: -3.8847; Gains in Water Available For Use / Savings in Demand under the selected programme (Ml/d) input as +ve 2036-37: -3.8334; Gains in Water Available For Use / Savings in Demand under the selected programme (Ml/d) input as +ve 2037-38: -3.7855; Gains in Water Available For Use / Savings in Demand under the selected programme (Ml/d) input as +ve 2038-39: -3.761; Gains in Water Available For Use / Savings in Demand under the selected programme (Ml/d) input as +ve 2039-40: -3.7308; Gains in Water Available For Use / Savings in Demand under the selected programme (Ml/d) input as +ve 2040-41: -4.6055; Gains in Water Available For Use / Savings in Demand under the selected programme (Ml/d) input as +ve 2041-42: -4.5785; Gains in Water Available For Use / Savings in Demand under the selected programme (Ml/d) input as +ve 2042-43: -4.5511; Gains in Water Available For Use / Savings in Demand under the selected programme (Ml/d) input as +ve 2043-44: -4.5396; Gains in Water Available For Use / Savings in Demand under the selected programme (Ml/d) input as +ve 2044-45: -4.5294; Gains in Water Available For Use / Savings in Demand under the selected programme (Ml/d) input as +ve 2045-46: -5.3483; Gains in Water Available For Use / Savings in Demand under the selected programme (Ml/d) input as +ve 2046-47: -5.3374; Gains in Water Available For Use / Savings in Demand under the selected programme (Ml/d) input as +ve 2047-48: -5.324; Gains in Water Available For Use / Savings in Demand under the selected programme (Ml/d) input as +ve 2048-49: -5.3205; Gains in Water Available For Use / Savings in Demand under the selected programme (Ml/d) input as +ve 2049-50: -5.312
52cA | Barsham WTW Saxmundham Tower | ESW-TRA-001 | Internal Potable Transfer | Distribution Options | N | Ofwat Core | ESWNCT | Ml/d | 2 | Gains in Water Available For Use / Savings in Demand under the selected programme (Ml/d) input as +ve 2028-29: -0.52982; Gains in Water Available For Use / Savings in Demand under the selected programme (Ml/d) input as +ve 2029-30: -0.41023; Gains in Water Available For Use / Savings in Demand under the selected programme (Ml/d) input as +ve 2030-31: -1.9969; Gains in Water Available For Use / Savings in Demand under the selected programme (Ml/d) input as +ve 2031-32: -1.9013; Gains in Water Available For Use / Savings in Demand under the selected programme (Ml/d) input as +ve 2032-33: -4.1324; Gains in Water Available For Use / Savings in Demand under the selected programme (Ml/d) input as +ve 2033-34: -4.0303; Gains in Water Available For Use / Savings in Demand under the selected programme (Ml/d) input as +ve 2034-35: -3.93; Gains in Water Available For Use / Savings in Demand under the selected programme (Ml/d) input as +ve 2035-36: -3.8812; Gains in Water Available For Use / Savings in Demand under the selected programme (Ml/d) input as +ve 2036-37: -3.8302; Gains in Water Available For Use / Savings in Demand under the selected programme (Ml/d) input as +ve 2037-38: -3.7825; Gains in Water Available For Use / Savings in Demand under the selected programme (Ml/d) input as +ve 2038-39: -3.7583; Gains in Water Available For Use / Savings in Demand under the selected programme (Ml/d) input as +ve 2039-40: -3.7284; Gains in Water Available For Use / Savings in Demand under the selected programme (Ml/d) input as +ve 2040-41: -4.6034; Gains in Water Available For Use / Savings in Demand under the selected programme (Ml/d) input as +ve 2041-42: -4.5767; Gains in Water Available For Use / Savings in Demand under the selected programme (Ml/d) input as +ve 2042-43: -4.5495; Gains in Water Available For Use / Savings in Demand under the selected programme (Ml/d) input as +ve 2043-44: -4.5382; Gains in Water Available For Use / Savings in Demand under the selected programme (Ml/d) input as +ve 2044-45: -4.5282; Gains in Water Available For Use / Savings in Demand under the selected programme (Ml/d) input as +ve 2045-46: -5.3472; Gains in Water Available For Use / Savings in Demand under the selected programme (Ml/d) input as +ve 2046-47: -5.3365; Gains in Water Available For Use / Savings in Demand under the selected programme (Ml/d) input as +ve 2047-48: -5.3231; Gains in Water Available For Use / Savings in Demand under the selected programme (Ml/d) input as +ve 2048-49: -5.3198; Gains in Water Available For Use / Savings in Demand under the selected programme (Ml/d) input as +ve 2049-50: -5.3114
52cP | Transfer from Holton WTW to Eye Airfield | ESW-TRA-019 | Internal Potable Transfer | Distribution Options | N | Preferred | ESWNCT | Ml/d | 2 | Gains in Water Available For Use / Savings in Demand under the selected programme (Ml/d) input as +ve 2028-29: -2.0192; Gains in Water Available For Use / Savings in Demand under the selected programme (Ml/d) input as +ve 2029-30: -1.975; Gains in Water Available For Use / Savings in Demand under the selected programme (Ml/d) input as +ve 2030-31: -2.1603; Gains in Water Available For Use / Savings in Demand under the selected programme (Ml/d) input as +ve 2031-32: -1.9416; Gains in Water Available For Use / Savings in Demand under the selected programme (Ml/d) input as +ve 2032-33: -5.6543; Gains in Water Available For Use / Savings in Demand under the selected programme (Ml/d) input as +ve 2033-34: -5.6131; Gains in Water Available For Use / Savings in Demand under the selected programme (Ml/d) input as +ve 2034-35: -5.5425; Gains in Water Available For Use / Savings in Demand under the selected programme (Ml/d) input as +ve 2035-36: -5.4854; Gains in Water Available For Use / Savings in Demand under the selected programme (Ml/d) input as +ve 2036-37: -5.4584; Gains in Water Available For Use / Savings in Demand under the selected programme (Ml/d) input as +ve 2037-38: -5.4219; Gains in Water Available For Use / Savings in Demand under the selected programme (Ml/d) input as +ve 2038-39: -5.4008; Gains in Water Available For Use / Savings in Demand under the selected programme (Ml/d) input as +ve 2039-40: -5.3776; Gains in Water Available For Use / Savings in Demand under the selected programme (Ml/d) input as +ve 2040-41: -6.001; Gains in Water Available For Use / Savings in Demand under the selected programme (Ml/d) input as +ve 2041-42: -5.9673; Gains in Water Available For Use / Savings in Demand under the selected programme (Ml/d) input as +ve 2042-43: -5.9252; Gains in Water Available For Use / Savings in Demand under the selected programme (Ml/d) input as +ve 2043-44: -5.9053; Gains in Water Available For Use / Savings in Demand under the selected programme (Ml/d) input as +ve 2044-45: -5.9066; Gains in Water Available For Use / Savings in Demand under the selected programme (Ml/d) input as +ve 2045-46: -6.5473; Gains in Water Available For Use / Savings in Demand under the selected programme (Ml/d) input as +ve 2046-47: -6.5586; Gains in Water Available For Use / Savings in Demand under the selected programme (Ml/d) input as +ve 2047-48: -6.5703; Gains in Water Available For Use / Savings in Demand under the selected programme (Ml/d) input as +ve 2048-49: -6.5927; Gains in Water Available For Use / Savings in Demand under the selected programme (Ml/d) input as +ve 2049-50: -6.6051
52cA | Transfer from Holton WTW to Eye Airfield | ESW-TRA-019 | Internal Potable Transfer | Distribution Options | N | Habs Regs SR | ESWNCT | Ml/d | 2 | Gains in Water Available For Use / Savings in Demand under the selected programme (Ml/d) input as +ve 2028-29: -4.6029; Gains in Water Available For Use / Savings in Demand under the selected programme (Ml/d) input as +ve 2029-30: -4.5874; Gains in Water Available For Use / Savings in Demand under the selected programme (Ml/d) input as +ve 2030-31: -5.0495; Gains in Water Available For Use / Savings in Demand under the selected programme (Ml/d) input as +ve 2031-32: -4.9833; Gains in Water Available For Use / Savings in Demand under the selected programme (Ml/d) input as +ve 2032-33: -8.7927; Gains in Water Available For Use / Savings in Demand under the selected programme (Ml/d) input as +ve 2033-34: -8.742; Gains in Water Available For Use / Savings in Demand under the selected programme (Ml/d) input as +ve 2034-35: -8.6852; Gains in Water Available For Use / Savings in Demand under the selected programme (Ml/d) input as +ve 2035-36: -8.6413; Gains in Water Available For Use / Savings in Demand under the selected programme (Ml/d) input as +ve 2036-37: -8.595; Gains in Water Available For Use / Savings in Demand under the selected programme (Ml/d) input as +ve 2037-38: -8.557; Gains in Water Available For Use / Savings in Demand under the selected programme (Ml/d) input as +ve 2038-39: -8.5458; Gains in Water Available For Use / Savings in Demand under the selected programme (Ml/d) input as +ve 2039-40: -8.5343; Gains in Water Available For Use / Savings in Demand under the selected programme (Ml/d) input as +ve 2040-41: -8.8455; Gains in Water Available For Use / Savings in Demand under the selected programme (Ml/d) input as +ve 2041-42: -8.8092; Gains in Water Available For Use / Savings in Demand under the selected programme (Ml/d) input as +ve 2042-43: -8.769; Gains in Water Available For Use / Savings in Demand under the selected programme (Ml/d) input as +ve 2043-44: -8.7359; Gains in Water Available For Use / Savings in Demand under the selected programme (Ml/d) input as +ve 2044-45: -8.7365; Gains in Water Available For Use / Savings in Demand under the selected programme (Ml/d) input as +ve 2045-46: -9.0606; Gains in Water Available For Use / Savings in Demand under the selected programme (Ml/d) input as +ve 2046-47: -9.083; Gains in Water Available For Use / Savings in Demand under the selected programme (Ml/d) input as +ve 2047-48: -9.0898; Gains in Water Available For Use / Savings in Demand under the selected programme (Ml/d) input as +ve 2048-49: -9.1029; Gains in Water Available For Use / Savings in Demand under the selected programme (Ml/d) input as +ve 2049-50: -9.1237
52cA | Transfer from Holton WTW to Eye Airfield | ESW-TRA-019 | Internal Potable Transfer | Distribution Options | N | High Environmental Destination | ESWNCT | Ml/d | 2 | Gains in Water Available For Use / Savings in Demand under the selected programme (Ml/d) input as +ve 2028-29: -2.945; Gains in Water Available For Use / Savings in Demand under the selected programme (Ml/d) input as +ve 2029-30: -2.9006; Gains in Water Available For Use / Savings in Demand under the selected programme (Ml/d) input as +ve 2030-31: -3.0856; Gains in Water Available For Use / Savings in Demand under the selected programme (Ml/d) input as +ve 2031-32: -2.867; Gains in Water Available For Use / Savings in Demand under the selected programme (Ml/d) input as +ve 2032-33: -6.5805; Gains in Water Available For Use / Savings in Demand under the selected programme (Ml/d) input as +ve 2033-34: -6.539; Gains in Water Available For Use / Savings in Demand under the selected programme (Ml/d) input as +ve 2034-35: -6.468; Gains in Water Available For Use / Savings in Demand under the selected programme (Ml/d) input as +ve 2035-36: -6.4106; Gains in Water Available For Use / Savings in Demand under the selected programme (Ml/d) input as +ve 2036-37: -6.3835; Gains in Water Available For Use / Savings in Demand under the selected programme (Ml/d) input as +ve 2037-38: -6.3466; Gains in Water Available For Use / Savings in Demand under the selected programme (Ml/d) input as +ve 2038-39: -6.3256; Gains in Water Available For Use / Savings in Demand under the selected programme (Ml/d) input as +ve 2039-40: -6.3024; Gains in Water Available For Use / Savings in Demand under the selected programme (Ml/d) input as +ve 2040-41: -6.7553; Gains in Water Available For Use / Savings in Demand under the selected programme (Ml/d) input as +ve 2041-42: -6.7213; Gains in Water Available For Use / Savings in Demand under the selected programme (Ml/d) input as +ve 2042-43: -6.6776; Gains in Water Available For Use / Savings in Demand under the selected programme (Ml/d) input as +ve 2043-44: -6.6553; Gains in Water Available For Use / Savings in Demand under the selected programme (Ml/d) input as +ve 2044-45: -6.6565; Gains in Water Available For Use / Savings in Demand under the selected programme (Ml/d) input as +ve 2045-46: -7.1469; Gains in Water Available For Use / Savings in Demand under the selected programme (Ml/d) input as +ve 2046-47: -7.1581; Gains in Water Available For Use / Savings in Demand under the selected programme (Ml/d) input as +ve 2047-48: -7.1696; Gains in Water Available For Use / Savings in Demand under the selected programme (Ml/d) input as +ve 2048-49: -7.1919; Gains in Water Available For Use / Savings in Demand under the selected programme (Ml/d) input as +ve 2049-50: -7.205
52cA | Transfer from Holton WTW to Eye Airfield | ESW-TRA-019 | Internal Potable Transfer | Distribution Options | N | High PCC | ESWNCT | Ml/d | 2 | Gains in Water Available For Use / Savings in Demand under the selected programme (Ml/d) input as +ve 2028-29: -3.0282; Gains in Water Available For Use / Savings in Demand under the selected programme (Ml/d) input as +ve 2029-30: -3.0045; Gains in Water Available For Use / Savings in Demand under the selected programme (Ml/d) input as +ve 2030-31: -3.2164; Gains in Water Available For Use / Savings in Demand under the selected programme (Ml/d) input as +ve 2031-32: -3.0246; Gains in Water Available For Use / Savings in Demand under the selected programme (Ml/d) input as +ve 2032-33: -6.7649; Gains in Water Available For Use / Savings in Demand under the selected programme (Ml/d) input as +ve 2033-34: -6.7501; Gains in Water Available For Use / Savings in Demand under the selected programme (Ml/d) input as +ve 2034-35: -6.7059; Gains in Water Available For Use / Savings in Demand under the selected programme (Ml/d) input as +ve 2035-36: -6.6729; Gains in Water Available For Use / Savings in Demand under the selected programme (Ml/d) input as +ve 2036-37: -6.6702; Gains in Water Available For Use / Savings in Demand under the selected programme (Ml/d) input as +ve 2037-38: -6.6578; Gains in Water Available For Use / Savings in Demand under the selected programme (Ml/d) input as +ve 2038-39: -6.6499; Gains in Water Available For Use / Savings in Demand under the selected programme (Ml/d) input as +ve 2039-40: -6.6398; Gains in Water Available For Use / Savings in Demand under the selected programme (Ml/d) input as +ve 2040-41: -7.2756; Gains in Water Available For Use / Savings in Demand under the selected programme (Ml/d) input as +ve 2041-42: -7.2544; Gains in Water Available For Use / Savings in Demand under the selected programme (Ml/d) input as +ve 2042-43: -7.2236; Gains in Water Available For Use / Savings in Demand under the selected programme (Ml/d) input as +ve 2043-44: -7.2141; Gains in Water Available For Use / Savings in Demand under the selected programme (Ml/d) input as +ve 2044-45: -7.2046; Gains in Water Available For Use / Savings in Demand under the selected programme (Ml/d) input as +ve 2045-46: -7.8348; Gains in Water Available For Use / Savings in Demand under the selected programme (Ml/d) input as +ve 2046-47: -7.8358; Gains in Water Available For Use / Savings in Demand under the selected programme (Ml/d) input as +ve 2047-48: -7.8371; Gains in Water Available For Use / Savings in Demand under the selected programme (Ml/d) input as +ve 2048-49: -7.8494; Gains in Water Available For Use / Savings in Demand under the selected programme (Ml/d) input as +ve 2049-50: -7.8525
52cA | Transfer from Holton WTW to Eye Airfield | ESW-TRA-019 | Internal Potable Transfer | Distribution Options | N | Least Cost | ESWNCT | Ml/d | 2 | Gains in Water Available For Use / Savings in Demand under the selected programme (Ml/d) input as +ve 2028-29: -2.0192; Gains in Water Available For Use / Savings in Demand under the selected programme (Ml/d) input as +ve 2029-30: -1.975; Gains in Water Available For Use / Savings in Demand under the selected programme (Ml/d) input as +ve 2030-31: -2.1603; Gains in Water Available For Use / Savings in Demand under the selected programme (Ml/d) input as +ve 2031-32: -1.9416; Gains in Water Available For Use / Savings in Demand under the selected programme (Ml/d) input as +ve 2032-33: -5.6543; Gains in Water Available For Use / Savings in Demand under the selected programme (Ml/d) input as +ve 2033-34: -5.6131; Gains in Water Available For Use / Savings in Demand under the selected programme (Ml/d) input as +ve 2034-35: -5.5425; Gains in Water Available For Use / Savings in Demand under the selected programme (Ml/d) input as +ve 2035-36: -5.4854; Gains in Water Available For Use / Savings in Demand under the selected programme (Ml/d) input as +ve 2036-37: -5.4584; Gains in Water Available For Use / Savings in Demand under the selected programme (Ml/d) input as +ve 2037-38: -5.4219; Gains in Water Available For Use / Savings in Demand under the selected programme (Ml/d) input as +ve 2038-39: -5.4008; Gains in Water Available For Use / Savings in Demand under the selected programme (Ml/d) input as +ve 2039-40: -5.3776; Gains in Water Available For Use / Savings in Demand under the selected programme (Ml/d) input as +ve 2040-41: -6.001; Gains in Water Available For Use / Savings in Demand under the selected programme (Ml/d) input as +ve 2041-42: -5.9673; Gains in Water Available For Use / Savings in Demand under the selected programme (Ml/d) input as +ve 2042-43: -5.9252; Gains in Water Available For Use / Savings in Demand under the selected programme (Ml/d) input as +ve 2043-44: -5.9053; Gains in Water Available For Use / Savings in Demand under the selected programme (Ml/d) input as +ve 2044-45: -5.9066; Gains in Water Available For Use / Savings in Demand under the selected programme (Ml/d) input as +ve 2045-46: -6.5473; Gains in Water Available For Use / Savings in Demand under the selected programme (Ml/d) input as +ve 2046-47: -6.5586; Gains in Water Available For Use / Savings in Demand under the selected programme (Ml/d) input as +ve 2047-48: -6.5703; Gains in Water Available For Use / Savings in Demand under the selected programme (Ml/d) input as +ve 2048-49: -6.5927; Gains in Water Available For Use / Savings in Demand under the selected programme (Ml/d) input as +ve 2049-50: -6.6051
52cA | Transfer from Holton WTW to Eye Airfield | ESW-TRA-019 | Internal Potable Transfer | Distribution Options | N | North Suffolk Reservoir | ESWNCT | Ml/d | 2 | Gains in Water Available For Use / Savings in Demand under the selected programme (Ml/d) input as +ve 2028-29: -2.945; Gains in Water Available For Use / Savings in Demand under the selected programme (Ml/d) input as +ve 2029-30: -2.9006; Gains in Water Available For Use / Savings in Demand under the selected programme (Ml/d) input as +ve 2030-31: -3.0856; Gains in Water Available For Use / Savings in Demand under the selected programme (Ml/d) input as +ve 2031-32: -2.867; Gains in Water Available For Use / Savings in Demand under the selected programme (Ml/d) input as +ve 2032-33: -6.5805; Gains in Water Available For Use / Savings in Demand under the selected programme (Ml/d) input as +ve 2033-34: -6.539; Gains in Water Available For Use / Savings in Demand under the selected programme (Ml/d) input as +ve 2034-35: -6.468; Gains in Water Available For Use / Savings in Demand under the selected programme (Ml/d) input as +ve 2035-36: -6.4106; Gains in Water Available For Use / Savings in Demand under the selected programme (Ml/d) input as +ve 2036-37: -6.3835; Gains in Water Available For Use / Savings in Demand under the selected programme (Ml/d) input as +ve 2037-38: -6.3466; Gains in Water Available For Use / Savings in Demand under the selected programme (Ml/d) input as +ve 2038-39: -6.3256; Gains in Water Available For Use / Savings in Demand under the selected programme (Ml/d) input as +ve 2039-40: -6.3024; Gains in Water Available For Use / Savings in Demand under the selected programme (Ml/d) input as +ve 2040-41: -6.9253; Gains in Water Available For Use / Savings in Demand under the selected programme (Ml/d) input as +ve 2041-42: -6.8913; Gains in Water Available For Use / Savings in Demand under the selected programme (Ml/d) input as +ve 2042-43: -6.8476; Gains in Water Available For Use / Savings in Demand under the selected programme (Ml/d) input as +ve 2043-44: -6.8253; Gains in Water Available For Use / Savings in Demand under the selected programme (Ml/d) input as +ve 2044-45: -6.8265; Gains in Water Available For Use / Savings in Demand under the selected programme (Ml/d) input as +ve 2045-46: -7.4669; Gains in Water Available For Use / Savings in Demand under the selected programme (Ml/d) input as +ve 2046-47: -7.4781; Gains in Water Available For Use / Savings in Demand under the selected programme (Ml/d) input as +ve 2047-48: -7.4896; Gains in Water Available For Use / Savings in Demand under the selected programme (Ml/d) input as +ve 2048-49: -7.5119; Gains in Water Available For Use / Savings in Demand under the selected programme (Ml/d) input as +ve 2049-50: -7.525
52cA | Transfer from Holton WTW to Eye Airfield | ESW-TRA-019 | Internal Potable Transfer | Distribution Options | N | Ofwat Core | ESWNCT | Ml/d | 2 | Gains in Water Available For Use / Savings in Demand under the selected programme (Ml/d) input as +ve 2028-29: -2.0192; Gains in Water Available For Use / Savings in Demand under the selected programme (Ml/d) input as +ve 2029-30: -1.975; Gains in Water Available For Use / Savings in Demand under the selected programme (Ml/d) input as +ve 2030-31: -2.1603; Gains in Water Available For Use / Savings in Demand under the selected programme (Ml/d) input as +ve 2031-32: -1.9416; Gains in Water Available For Use / Savings in Demand under the selected programme (Ml/d) input as +ve 2032-33: -5.6543; Gains in Water Available For Use / Savings in Demand under the selected programme (Ml/d) input as +ve 2033-34: -5.6131; Gains in Water Available For Use / Savings in Demand under the selected programme (Ml/d) input as +ve 2034-35: -5.5425; Gains in Water Available For Use / Savings in Demand under the selected programme (Ml/d) input as +ve 2035-36: -5.4854; Gains in Water Available For Use / Savings in Demand under the selected programme (Ml/d) input as +ve 2036-37: -5.4584; Gains in Water Available For Use / Savings in Demand under the selected programme (Ml/d) input as +ve 2037-38: -5.4219; Gains in Water Available For Use / Savings in Demand under the selected programme (Ml/d) input as +ve 2038-39: -5.4008; Gains in Water Available For Use / Savings in Demand under the selected programme (Ml/d) input as +ve 2039-40: -5.3776; Gains in Water Available For Use / Savings in Demand under the selected programme (Ml/d) input as +ve 2040-41: -6.001; Gains in Water Available For Use / Savings in Demand under the selected programme (Ml/d) input as +ve 2041-42: -5.9673; Gains in Water Available For Use / Savings in Demand under the selected programme (Ml/d) input as +ve 2042-43: -5.9252; Gains in Water Available For Use / Savings in Demand under the selected programme (Ml/d) input as +ve 2043-44: -5.9053; Gains in Water Available For Use / Savings in Demand under the selected programme (Ml/d) input as +ve 2044-45: -5.9066; Gains in Water Available For Use / Savings in Demand under the selected programme (Ml/d) input as +ve 2045-46: -6.5473; Gains in Water Available For Use / Savings in Demand under the selected programme (Ml/d) input as +ve 2046-47: -6.5586; Gains in Water Available For Use / Savings in Demand under the selected programme (Ml/d) input as +ve 2047-48: -6.5703; Gains in Water Available For Use / Savings in Demand under the selected programme (Ml/d) input as +ve 2048-49: -6.5927; Gains in Water Available For Use / Savings in Demand under the selected programme (Ml/d) input as +ve 2049-50: -6.6051
52cA | Transfer from Holton WTW to Eye Airfield | ESW-TRA-019 | Internal Potable Transfer | Distribution Options | N | Preferred CP | ESWNCT | Ml/d | 2 | Gains in Water Available For Use / Savings in Demand under the selected programme (Ml/d) input as +ve 2032-33: -0.20856; Gains in Water Available For Use / Savings in Demand under the selected programme (Ml/d) input as +ve 2033-34: -0.14796; Gains in Water Available For Use / Savings in Demand under the selected programme (Ml/d) input as +ve 2034-35: -0.065392; Gains in Water Available For Use / Savings in Demand under the selected programme (Ml/d) input as +ve 2035-36: -0.0055852
52aA | Bungay to Broome WTW and Broome to Barsham WTW transfer | ESW-TRA-018 & ESW-TRA-023 | Internal raw water transfer | Resource Options | N | Habs Regs SR | ESWNCT | Ml/d | 2 | bar: Gains in Water Available For Use / Savings in Demand under the selected programme (Ml/d) input as +ve 2030-31 to Gains in Water Available For Use / Savings in Demand under the selected programme (Ml/d) input as +ve 2049-50
52cA | Transfer from Holton WTW to Eye Airfield | ESW-TRA-019 | Internal Potable Transfer | Distribution Options | N | Habs Regs SR | ESWHRT | Ml/d | 2 | Gains in Water Available For Use / Savings in Demand under the selected programme (Ml/d) input as +ve 2028-29: 4.6029; Gains in Water Available For Use / Savings in Demand under the selected programme (Ml/d) input as +ve 2029-30: 4.5874; Gains in Water Available For Use / Savings in Demand under the selected programme (Ml/d) input as +ve 2030-31: 5.0495; Gains in Water Available For Use / Savings in Demand under the selected programme (Ml/d) input as +ve 2031-32: 4.9833; Gains in Water Available For Use / Savings in Demand under the selected programme (Ml/d) input as +ve 2032-33: 8.7927; Gains in Water Available For Use / Savings in Demand under the selected programme (Ml/d) input as +ve 2033-34: 8.742; Gains in Water Available For Use / Savings in Demand under the selected programme (Ml/d) input as +ve 2034-35: 8.6852; Gains in Water Available For Use / Savings in Demand under the selected programme (Ml/d) input as +ve 2035-36: 8.6413; Gains in Water Available For Use / Savings in Demand under the selected programme (Ml/d) input as +ve 2036-37: 8.595; Gains in Water Available For Use / Savings in Demand under the selected programme (Ml/d) input as +ve 2037-38: 8.557; Gains in Water Available For Use / Savings in Demand under the selected programme (Ml/d) input as +ve 2038-39: 8.5458; Gains in Water Available For Use / Savings in Demand under the selected programme (Ml/d) input as +ve 2039-40: 8.5343; Gains in Water Available For Use / Savings in Demand under the selected programme (Ml/d) input as +ve 2040-41: 8.8455; Gains in Water Available For Use / Savings in Demand under the selected programme (Ml/d) input as +ve 2041-42: 8.8092; Gains in Water Available For Use / Savings in Demand under the selected programme (Ml/d) input as +ve 2042-43: 8.769; Gains in Water Available For Use / Savings in Demand under the selected programme (Ml/d) input as +ve 2043-44: 8.7359; Gains in Water Available For Use / Savings in Demand under the selected programme (Ml/d) input as +ve 2044-45: 8.7365; Gains in Water Available For Use / Savings in Demand under the selected programme (Ml/d) input as +ve 2045-46: 9.0606; Gains in Water Available For Use / Savings in Demand under the selected programme (Ml/d) input as +ve 2046-47: 9.083; Gains in Water Available For Use / Savings in Demand under the selected programme (Ml/d) input as +ve 2047-48: 9.0898; Gains in Water Available For Use / Savings in Demand under the selected programme (Ml/d) input as +ve 2048-49: 9.1029; Gains in Water Available For Use / Savings in Demand under the selected programme (Ml/d) input as +ve 2049-50: 9.1237
52dP | Increase in outage due to 1 in 200 YR | Reduction in outages | Outage reduction | Customer Options | N | Preferred | ESWESX | Ml/d | 2 | Gains in Water Available For Use / Savings in Demand under the selected programme (Ml/d) input as +ve 2021-22: -5.7; Gains in Water Available For Use / Savings in Demand under the selected programme (Ml/d) input as +ve 2022-23: -5.7; Gains in Water Available For Use / Savings in Demand under the selected programme (Ml/d) input as +ve 2023-24: -5.7; Gains in Water Available For Use / Savings in Demand under the selected programme (Ml/d) input as +ve 2024-25: -5.7; Gains in Water Available For Use / Savings in Demand under the selected programme (Ml/d) input as +ve 2025-26: -5.7; Gains in Water Available For Use / Savings in Demand under the selected programme (Ml/d) input as +ve 2026-27: -5.7; Gains in Water Available For Use / Savings in Demand under the selected programme (Ml/d) input as +ve 2027-28: -5.7; Gains in Water Available For Use / Savings in Demand under the selected programme (Ml/d) input as +ve 2028-29: -5.7; Gains in Water Available For Use / Savings in Demand under the selected programme (Ml/d) input as +ve 2029-30: -5.7; Gains in Water Available For Use / Savings in Demand under the selected programme (Ml/d) input as +ve 2030-31: -5.7
52aP | REG19 Derogation | REG19 Derogation | Groundwater enhancement | Resource Options | N | Preferred | ESWHRT | Ml/d | 2 | Gains in Water Available For Use / Savings in Demand under the selected programme (Ml/d) input as +ve 2025-26: 2.27; Gains in Water Available For Use / Savings in Demand under the selected programme (Ml/d) input as +ve 2026-27: 2.27; Gains in Water Available For Use / Savings in Demand under the selected programme (Ml/d) input as +ve 2027-28: 2.27
52aA | REG19 Derogation | REG19 Derogation | Groundwater enhancement | Resource Options | N | Habs Regs SR | ESWHRT | Ml/d | 2 | Gains in Water Available For Use / Savings in Demand under the selected programme (Ml/d) input as +ve 2025-26: 2.27; Gains in Water Available For Use / Savings in Demand under the selected programme (Ml/d) input as +ve 2026-27: 4.5645; Gains in Water Available For Use / Savings in Demand under the selected programme (Ml/d) input as +ve 2027-28: 4.6306
52aA | REG19 Derogation | REG19 Derogation | Groundwater enhancement | Resource Options | N | High Environmental Destination | ESWHRT | Ml/d | 2 | Gains in Water Available For Use / Savings in Demand under the selected programme (Ml/d) input as +ve 2025-26: 2.27; Gains in Water Available For Use / Savings in Demand under the selected programme (Ml/d) input as +ve 2026-27: 2.27; Gains in Water Available For Use / Savings in Demand under the selected programme (Ml/d) input as +ve 2027-28: 2.27
52aA | REG19 Derogation | REG19 Derogation | Groundwater enhancement | Resource Options | N | North Suffolk Reservoir | ESWHRT | Ml/d | 2 | Gains in Water Available For Use / Savings in Demand under the selected programme (Ml/d) input as +ve 2025-26: 2.27; Gains in Water Available For Use / Savings in Demand under the selected programme (Ml/d) input as +ve 2026-27: 2.27; Gains in Water Available For Use / Savings in Demand under the selected programme (Ml/d) input as +ve 2027-28: 2.27
52aA | REG19 Derogation | REG19 Derogation | Groundwater enhancement | Resource Options | N | High PCC | ESWHRT | Ml/d | 2 | Gains in Water Available For Use / Savings in Demand under the selected programme (Ml/d) input as +ve 2025-26: 2.27; Gains in Water Available For Use / Savings in Demand under the selected programme (Ml/d) input as +ve 2026-27: 2.27; Gains in Water Available For Use / Savings in Demand under the selected programme (Ml/d) input as +ve 2027-28: 2.27
52aA | REG19 Derogation | REG19 Derogation | Groundwater enhancement | Resource Options | N | Least Cost | ESWHRT | Ml/d | 2 | Gains in Water Available For Use / Savings in Demand under the selected programme (Ml/d) input as +ve 2025-26: 2.27; Gains in Water Available For Use / Savings in Demand under the selected programme (Ml/d) input as +ve 2026-27: 2.27; Gains in Water Available For Use / Savings in Demand under the selected programme (Ml/d) input as +ve 2027-28: 2.27
52aA | REG19 Derogation | REG19 Derogation | Groundwater enhancement | Resource Options | N | Ofwat Core | ESWHRT | Ml/d | 2 | Gains in Water Available For Use / Savings in Demand under the selected programme (Ml/d) input as +ve 2025-26: 2.27; Gains in Water Available For Use / Savings in Demand under the selected programme (Ml/d) input as +ve 2026-27: 2.27; Gains in Water Available For Use / Savings in Demand under the selected programme (Ml/d) input as +ve 2027-28: 2.27
52aA | REG19/REG64 Derogation | REG19/REG64 Derogation | Groundwater enhancement | Resource Options | N | Habs Regs SR | ESWNCT | Ml/d | 2 | Gains in Water Available For Use / Savings in Demand under the selected programme (Ml/d) input as +ve 2026-27: 17.4812; Gains in Water Available For Use / Savings in Demand under the selected programme (Ml/d) input as +ve 2027-28: 18.4177; Gains in Water Available For Use / Savings in Demand under the selected programme (Ml/d) input as +ve 2028-29: 21.9233; Gains in Water Available For Use / Savings in Demand under the selected programme (Ml/d) input as +ve 2029-30: 19.1021; Gains in Water Available For Use / Savings in Demand under the selected programme (Ml/d) input as +ve 2030-31: 8.7213; Gains in Water Available For Use / Savings in Demand under the selected programme (Ml/d) input as +ve 2031-32: 8.241
52cP | Walpole WTW to Halesworth distribution area | Walpole WTW to Halesworth distribution area | Internal Potable Transfer | Distribution Options | N | Preferred | ESWBLY | Ml/d | 2 | Gains in Water Available For Use / Savings in Demand under the selected programme (Ml/d) input as +ve 2026-27: 0.65682; Gains in Water Available For Use / Savings in Demand under the selected programme (Ml/d) input as +ve 2027-28: 0.61906
52cA | Walpole WTW to Halesworth distribution area | Walpole WTW to Halesworth distribution area | Internal Potable Transfer | Distribution Options | N | Habs Regs SR | ESWBLY | Ml/d | 2 | Gains in Water Available For Use / Savings in Demand under the selected programme (Ml/d) input as +ve 2026-27: 0.65682; Gains in Water Available For Use / Savings in Demand under the selected programme (Ml/d) input as +ve 2027-28: 0.61906
52cA | Walpole WTW to Halesworth distribution area | Walpole WTW to Halesworth distribution area | Internal Potable Transfer | Distribution Options | N | High Environmental Destination | ESWBLY | Ml/d | 2 | Gains in Water Available For Use / Savings in Demand under the selected programme (Ml/d) input as +ve 2026-27: 0.65682; Gains in Water Available For Use / Savings in Demand under the selected programme (Ml/d) input as +ve 2027-28: 0.61906
52cA | Walpole WTW to Halesworth distribution area | Walpole WTW to Halesworth distribution area | Internal Potable Transfer | Distribution Options | N | North Suffolk Reservoir | ESWBLY | Ml/d | 2 | Gains in Water Available For Use / Savings in Demand under the selected programme (Ml/d) input as +ve 2026-27: 0.65682; Gains in Water Available For Use / Savings in Demand under the selected programme (Ml/d) input as +ve 2027-28: 0.61906
52cA | Walpole WTW to Halesworth distribution area | Walpole WTW to Halesworth distribution area | Internal Potable Transfer | Distribution Options | N | High PCC | ESWBLY | Ml/d | 2 | Gains in Water Available For Use / Savings in Demand under the selected programme (Ml/d) input as +ve 2026-27: 0.65682; Gains in Water Available For Use / Savings in Demand under the selected programme (Ml/d) input as +ve 2027-28: 0.61906
52cA | Walpole WTW to Halesworth distribution area | Walpole WTW to Halesworth distribution area | Internal Potable Transfer | Distribution Options | N | Least Cost | ESWBLY | Ml/d | 2 | Gains in Water Available For Use / Savings in Demand under the selected programme (Ml/d) input as +ve 2026-27: 0.65682; Gains in Water Available For Use / Savings in Demand under the selected programme (Ml/d) input as +ve 2027-28: 0.61906
52cA | Walpole WTW to Halesworth distribution area | Walpole WTW to Halesworth distribution area | Internal Potable Transfer | Distribution Options | N | Ofwat Core | ESWBLY | Ml/d | 2 | Gains in Water Available For Use / Savings in Demand under the selected programme (Ml/d) input as +ve 2026-27: 0.65682; Gains in Water Available For Use / Savings in Demand under the selected programme (Ml/d) input as +ve 2027-28: 0.61906
52cP | Walpole WTW to Halesworth distribution area | Walpole WTW to Halesworth distribution area | Internal Potable Transfer | Distribution Options | N | Preferred | ESWNCT | Ml/d | 2 | Gains in Water Available For Use / Savings in Demand under the selected programme (Ml/d) input as +ve 2026-27: -0.65682; Gains in Water Available For Use / Savings in Demand under the selected programme (Ml/d) input as +ve 2027-28: -0.61906
52cA | Walpole WTW to Halesworth distribution area | Walpole WTW to Halesworth distribution area | Internal Potable Transfer | Distribution Options | N | Habs Regs SR | ESWNCT | Ml/d | 2 | Gains in Water Available For Use / Savings in Demand under the selected programme (Ml/d) input as +ve 2026-27: -0.65682; Gains in Water Available For Use / Savings in Demand under the selected programme (Ml/d) input as +ve 2027-28: -0.61906
52cA | Walpole WTW to Halesworth distribution area | Walpole WTW to Halesworth distribution area | Internal Potable Transfer | Distribution Options | N | High Environmental Destination | ESWNCT | Ml/d | 2 | Gains in Water Available For Use / Savings in Demand under the selected programme (Ml/d) input as +ve 2026-27: -0.65682; Gains in Water Available For Use / Savings in Demand under the selected programme (Ml/d) input as +ve 2027-28: -0.61906
52cA | Walpole WTW to Halesworth distribution area | Walpole WTW to Halesworth distribution area | Internal Potable Transfer | Distribution Options | N | North Suffolk Reservoir | ESWNCT | Ml/d | 2 | Gains in Water Available For Use / Savings in Demand under the selected programme (Ml/d) input as +ve 2026-27: -0.65682; Gains in Water Available For Use / Savings in Demand under the selected programme (Ml/d) input as +ve 2027-28: -0.61906
52cA | Walpole WTW to Halesworth distribution area | Walpole WTW to Halesworth distribution area | Internal Potable Transfer | Distribution Options | N | High PCC | ESWNCT | Ml/d | 2 | Gains in Water Available For Use / Savings in Demand under the selected programme (Ml/d) input as +ve 2026-27: -0.65682; Gains in Water Available For Use / Savings in Demand under the selected programme (Ml/d) input as +ve 2027-28: -0.61906
52cA | Walpole WTW to Halesworth distribution area | Walpole WTW to Halesworth distribution area | Internal Potable Transfer | Distribution Options | N | Least Cost | ESWNCT | Ml/d | 2 | Gains in Water Available For Use / Savings in Demand under the selected programme (Ml/d) input as +ve 2026-27: -0.65682; Gains in Water Available For Use / Savings in Demand under the selected programme (Ml/d) input as +ve 2027-28: -0.61906
52cA | Walpole WTW to Halesworth distribution area | Walpole WTW to Halesworth distribution area | Internal Potable Transfer | Distribution Options | N | Ofwat Core | ESWNCT | Ml/d | 2 | Gains in Water Available For Use / Savings in Demand under the selected programme (Ml/d) input as +ve 2026-27: -0.65682; Gains in Water Available For Use / Savings in Demand under the selected programme (Ml/d) input as +ve 2027-28: -0.61906
52cA | Transfer from Holton WTW to Eye Airfield | ESW-TRA-019 | Internal Potable Transfer | Distribution Options | N | Preferred CP | ESWHRT | Ml/d | 2 | Gains in Water Available For Use / Savings in Demand under the selected programme (Ml/d) input as +ve 2032-33: 0.20856; Gains in Water Available For Use / Savings in Demand under the selected programme (Ml/d) input as +ve 2033-34: 0.14796; Gains in Water Available For Use / Savings in Demand under the selected programme (Ml/d) input as +ve 2034-35: 0.065392; Gains in Water Available For Use / Savings in Demand under the selected programme (Ml/d) input as +ve 2035-36: 0.0055852
52aA | Linford New WTW 10 | ESW-ABS-003 | Groundwater enhancement | Resource Options | N | Preferred CP | ESWESX | Ml/d | 2 | Gains in Water Available For Use / Savings in Demand under the selected programme (Ml/d) input as +ve 2027-28: 10; Gains in Water Available For Use / Savings in Demand under the selected programme (Ml/d) input as +ve 2028-29: 10; Gains in Water Available For Use / Savings in Demand under the selected programme (Ml/d) input as +ve 2029-30: 10; Gains in Water Available For Use / Savings in Demand under the selected programme (Ml/d) input as +ve 2030-31: 10; Gains in Water Available For Use / Savings in Demand under the selected programme (Ml/d) input as +ve 2031-32: 10; Gains in Water Available For Use / Savings in Demand under the selected programme (Ml/d) input as +ve 2032-33: 10; Gains in Water Available For Use / Savings in Demand under the selected programme (Ml/d) input as +ve 2033-34: 10; Gains in Water Available For Use / Savings in Demand under the selected programme (Ml/d) input as +ve 2034-35: 10; Gains in Water Available For Use / Savings in Demand under the selected programme (Ml/d) input as +ve 2035-36: 10; Gains in Water Available For Use / Savings in Demand under the selected programme (Ml/d) input as +ve 2036-37: 10; Gains in Water Available For Use / Savings in Demand under the selected programme (Ml/d) input as +ve 2037-38: 10; Gains in Water Available For Use / Savings in Demand under the selected programme (Ml/d) input as +ve 2038-39: 10; Gains in Water Available For Use / Savings in Demand under the selected programme (Ml/d) input as +ve 2039-40: 10; Gains in Water Available For Use / Savings in Demand under the selected programme (Ml/d) input as +ve 2040-41: 10; Gains in Water Available For Use / Savings in Demand under the selected programme (Ml/d) input as +ve 2041-42: 10; Gains in Water Available For Use / Savings in Demand under the selected programme (Ml/d) input as +ve 2042-43: 10; Gains in Water Available For Use / Savings in Demand under the selected programme (Ml/d) input as +ve 2043-44: 10; Gains in Water Available For Use / Savings in Demand under the selected programme (Ml/d) input as +ve 2044-45: 10; Gains in Water Available For Use / Savings in Demand under the selected programme (Ml/d) input as +ve 2045-46: 10; Gains in Water Available For Use / Savings in Demand under the selected programme (Ml/d) input as +ve 2046-47: 10; Gains in Water Available For Use / Savings in Demand under the selected programme (Ml/d) input as +ve 2047-48: 10; Gains in Water Available For Use / Savings in Demand under the selected programme (Ml/d) input as +ve 2048-49: 10; Gains in Water Available For Use / Savings in Demand under the selected programme (Ml/d) input as +ve 2049-50: 10
52aP | 4.1FP Linford Well Raw water export | 4.1FP Raw water exports | External raw water bulk supply/transfer | Resource Options | N | Preferred | ESWESX | Ml/d | 2 | Gains in Water Available For Use / Savings in Demand under the selected programme (Ml/d) input as +ve 2027-28: -3.5; Gains in Water Available For Use / Savings in Demand under the selected programme (Ml/d) input as +ve 2028-29: -3.5; Gains in Water Available For Use / Savings in Demand under the selected programme (Ml/d) input as +ve 2029-30: -3.5; Gains in Water Available For Use / Savings in Demand under the selected programme (Ml/d) input as +ve 2030-31: -3.5; Gains in Water Available For Use / Savings in Demand under the selected programme (Ml/d) input as +ve 2031-32: -3.5; Gains in Water Available For Use / Savings in Demand under the selected programme (Ml/d) input as +ve 2032-33: -3.5; Gains in Water Available For Use / Savings in Demand under the selected programme (Ml/d) input as +ve 2033-34: -3.5
52aA | 4.1FP Linford Well Raw water export | 4.1FP Raw water exports | External raw water bulk supply/transfer | Resource Options | N | Least Cost | ESWESX | Ml/d | 2 | Gains in Water Available For Use / Savings in Demand under the selected programme (Ml/d) input as +ve 2027-28: -3.5; Gains in Water Available For Use / Savings in Demand under the selected programme (Ml/d) input as +ve 2028-29: -3.5; Gains in Water Available For Use / Savings in Demand under the selected programme (Ml/d) input as +ve 2029-30: -3.5; Gains in Water Available For Use / Savings in Demand under the selected programme (Ml/d) input as +ve 2030-31: -3.5; Gains in Water Available For Use / Savings in Demand under the selected programme (Ml/d) input as +ve 2031-32: -3.5; Gains in Water Available For Use / Savings in Demand under the selected programme (Ml/d) input as +ve 2032-33: -3.5; Gains in Water Available For Use / Savings in Demand under the selected programme (Ml/d) input as +ve 2033-34: -3.5
52aA | 4.1FP Linford Well Raw water export | 4.1FP Raw water exports | External raw water bulk supply/transfer | Resource Options | N | Ofwat Core | ESWESX | Ml/d | 2 | Gains in Water Available For Use / Savings in Demand under the selected programme (Ml/d) input as +ve 2027-28: -3.5; Gains in Water Available For Use / Savings in Demand under the selected programme (Ml/d) input as +ve 2028-29: -3.5; Gains in Water Available For Use / Savings in Demand under the selected programme (Ml/d) input as +ve 2029-30: -3.5; Gains in Water Available For Use / Savings in Demand under the selected programme (Ml/d) input as +ve 2030-31: -3.5; Gains in Water Available For Use / Savings in Demand under the selected programme (Ml/d) input as +ve 2031-32: -3.5; Gains in Water Available For Use / Savings in Demand under the selected programme (Ml/d) input as +ve 2032-33: -3.5; Gains in Water Available For Use / Savings in Demand under the selected programme (Ml/d) input as +ve 2033-34: -3.5
52aA | 4.1FP Linford Well Raw water export | 4.1FP Raw water exports | External raw water bulk supply/transfer | Resource Options | N | North Suffolk Reservoir | ESWESX | Ml/d | 2 | Gains in Water Available For Use / Savings in Demand under the selected programme (Ml/d) input as +ve 2027-28: -3.5; Gains in Water Available For Use / Savings in Demand under the selected programme (Ml/d) input as +ve 2028-29: -3.5; Gains in Water Available For Use / Savings in Demand under the selected programme (Ml/d) input as +ve 2029-30: -3.5; Gains in Water Available For Use / Savings in Demand under the selected programme (Ml/d) input as +ve 2030-31: -3.5; Gains in Water Available For Use / Savings in Demand under the selected programme (Ml/d) input as +ve 2031-32: -3.5; Gains in Water Available For Use / Savings in Demand under the selected programme (Ml/d) input as +ve 2032-33: -3.5; Gains in Water Available For Use / Savings in Demand under the selected programme (Ml/d) input as +ve 2033-34: -3.5
52aA | 4.1FP Linford Well Raw water export | 4.1FP Raw water exports | External raw water bulk supply/transfer | Resource Options | N | High PCC | ESWESX | Ml/d | 2 | Gains in Water Available For Use / Savings in Demand under the selected programme (Ml/d) input as +ve 2027-28: -3.5; Gains in Water Available For Use / Savings in Demand under the selected programme (Ml/d) input as +ve 2028-29: -3.5; Gains in Water Available For Use / Savings in Demand under the selected programme (Ml/d) input as +ve 2029-30: -3.5; Gains in Water Available For Use / Savings in Demand under the selected programme (Ml/d) input as +ve 2030-31: -3.5; Gains in Water Available For Use / Savings in Demand under the selected programme (Ml/d) input as +ve 2031-32: -3.5; Gains in Water Available For Use / Savings in Demand under the selected programme (Ml/d) input as +ve 2032-33: -3.5; Gains in Water Available For Use / Savings in Demand under the selected programme (Ml/d) input as +ve 2033-34: -3.5
52aA | 4.1FP Linford Well Raw water export | 4.1FP Raw water exports | External raw water bulk supply/transfer | Resource Options | N | High Environmental Destination | ESWESX | Ml/d | 2 | Gains in Water Available For Use / Savings in Demand under the selected programme (Ml/d) input as +ve 2027-28: -3.5; Gains in Water Available For Use / Savings in Demand under the selected programme (Ml/d) input as +ve 2028-29: -3.5; Gains in Water Available For Use / Savings in Demand under the selected programme (Ml/d) input as +ve 2029-30: -3.5; Gains in Water Available For Use / Savings in Demand under the selected programme (Ml/d) input as +ve 2030-31: -3.5; Gains in Water Available For Use / Savings in Demand under the selected programme (Ml/d) input as +ve 2031-32: -3.5; Gains in Water Available For Use / Savings in Demand under the selected programme (Ml/d) input as +ve 2032-33: -3.5; Gains in Water Available For Use / Savings in Demand under the selected programme (Ml/d) input as +ve 2033-34: -3.5
52aA | 4.1FP Linford Well Raw water export | 4.1FP Raw water exports | External raw water bulk supply/transfer | Resource Options | N | Habs Regs SR | ESWESX | Ml/d | 2 | Gains in Water Available For Use / Savings in Demand under the selected programme (Ml/d) input as +ve 2027-28: -3.5; Gains in Water Available For Use / Savings in Demand under the selected programme (Ml/d) input as +ve 2028-29: -3.5; Gains in Water Available For Use / Savings in Demand under the selected programme (Ml/d) input as +ve 2029-30: -3.5; Gains in Water Available For Use / Savings in Demand under the selected programme (Ml/d) input as +ve 2030-31: -3.5; Gains in Water Available For Use / Savings in Demand under the selected programme (Ml/d) input as +ve 2031-32: -3.5; Gains in Water Available For Use / Savings in Demand under the selected programme (Ml/d) input as +ve 2032-33: -3.5; Gains in Water Available For Use / Savings in Demand under the selected programme (Ml/d) input as +ve 2033-34: -3.5
52aA | 4.1FP Linford Well Raw water export | 4.1FP Raw water exports | External raw water bulk supply/transfer | Resource Options | N | Preferred CP | ESWESX | Ml/d | 2 | Gains in Water Available For Use / Savings in Demand under the selected programme (Ml/d) input as +ve 2027-28: -3.5; Gains in Water Available For Use / Savings in Demand under the selected programme (Ml/d) input as +ve 2028-29: -3.5; Gains in Water Available For Use / Savings in Demand under the selected programme (Ml/d) input as +ve 2029-30: -3.5; Gains in Water Available For Use / Savings in Demand under the selected programme (Ml/d) input as +ve 2030-31: -3.5; Gains in Water Available For Use / Savings in Demand under the selected programme (Ml/d) input as +ve 2031-32: -3.5; Gains in Water Available For Use / Savings in Demand under the selected programme (Ml/d) input as +ve 2032-33: -3.5; Gains in Water Available For Use / Savings in Demand under the selected programme (Ml/d) input as +ve 2033-34: -3.5
52dP | Drought - water reuse restrictions | Droughtmeas1 | Drought - water reuse restrictions | Customer Options | N | Preferred | ESWESX | Ml/d | 2 | Gains in Water Available For Use / Savings in Demand under the selected programme (Ml/d) input as +ve 2021-22: 16; Gains in Water Available For Use / Savings in Demand under the selected programme (Ml/d) input as +ve 2022-23: 16; Gains in Water Available For Use / Savings in Demand under the selected programme (Ml/d) input as +ve 2023-24: 16; Gains in Water Available For Use / Savings in Demand under the selected programme (Ml/d) input as +ve 2024-25: 16; Gains in Water Available For Use / Savings in Demand under the selected programme (Ml/d) input as +ve 2025-26: 16; Gains in Water Available For Use / Savings in Demand under the selected programme (Ml/d) input as +ve 2026-27: 16; Gains in Water Available For Use / Savings in Demand under the selected programme (Ml/d) input as +ve 2027-28: 16; Gains in Water Available For Use / Savings in Demand under the selected programme (Ml/d) input as +ve 2028-29: 16; Gains in Water Available For Use / Savings in Demand under the selected programme (Ml/d) input as +ve 2029-30: 16; Gains in Water Available For Use / Savings in Demand under the selected programme (Ml/d) input as +ve 2030-31: 16; Gains in Water Available For Use / Savings in Demand under the selected programme (Ml/d) input as +ve 2031-32: 16; Gains in Water Available For Use / Savings in Demand under the selected programme (Ml/d) input as +ve 2032-33: 16; Gains in Water Available For Use / Savings in Demand under the selected programme (Ml/d) input as +ve 2033-34: 16; Gains in Water Available For Use / Savings in Demand under the selected programme (Ml/d) input as +ve 2034-35: 16; Gains in Water Available For Use / Savings in Demand under the selected programme (Ml/d) input as +ve 2035-36: 16; Gains in Water Available For Use / Savings in Demand under the selected programme (Ml/d) input as +ve 2036-37: 16; Gains in Water Available For Use / Savings in Demand under the selected programme (Ml/d) input as +ve 2037-38: 16; Gains in Water Available For Use / Savings in Demand under the selected programme (Ml/d) input as +ve 2038-39: 16; Gains in Water Available For Use / Savings in Demand under the selected programme (Ml/d) input as +ve 2039-40: 16; Gains in Water Available For Use / Savings in Demand under the selected programme (Ml/d) input as +ve 2040-41: 16; Gains in Water Available For Use / Savings in Demand under the selected programme (Ml/d) input as +ve 2041-42: 16; Gains in Water Available For Use / Savings in Demand under the selected programme (Ml/d) input as +ve 2042-43: 16; Gains in Water Available For Use / Savings in Demand under the selected programme (Ml/d) input as +ve 2043-44: 16; Gains in Water Available For Use / Savings in Demand under the selected programme (Ml/d) input as +ve 2044-45: 16; Gains in Water Available For Use / Savings in Demand under the selected programme (Ml/d) input as +ve 2045-46: 16; Gains in Water Available For Use / Savings in Demand under the selected programme (Ml/d) input as +ve 2046-47: 16; Gains in Water Available For Use / Savings in Demand under the selected programme (Ml/d) input as +ve 2047-48: 16; Gains in Water Available For Use / Savings in Demand under the selected programme (Ml/d) input as +ve 2048-49: 16; Gains in Water Available For Use / Savings in Demand under the selected programme (Ml/d) input as +ve 2049-50: 16
52dP | Drought - water reuse restrictions | Droughtmeas1 | Drought - water reuse restrictions | Customer Options | N | Preferred | ESWBLY | Ml/d | 2 | Gains in Water Available For Use / Savings in Demand under the selected programme (Ml/d) input as +ve 2021-22: 0.56197; Gains in Water Available For Use / Savings in Demand under the selected programme (Ml/d) input as +ve 2022-23: 0.56099; Gains in Water Available For Use / Savings in Demand under the selected programme (Ml/d) input as +ve 2023-24: 0.54042; Gains in Water Available For Use / Savings in Demand under the selected programme (Ml/d) input as +ve 2024-25: 0.53106; Gains in Water Available For Use / Savings in Demand under the selected programme (Ml/d) input as +ve 2025-26: 0.51871; Gains in Water Available For Use / Savings in Demand under the selected programme (Ml/d) input as +ve 2026-27: 0.51532; Gains in Water Available For Use / Savings in Demand under the selected programme (Ml/d) input as +ve 2027-28: 0.51222; Gains in Water Available For Use / Savings in Demand under the selected programme (Ml/d) input as +ve 2028-29: 0.50318; Gains in Water Available For Use / Savings in Demand under the selected programme (Ml/d) input as +ve 2029-30: 0.47918; Gains in Water Available For Use / Savings in Demand under the selected programme (Ml/d) input as +ve 2030-31: 0.45092; Gains in Water Available For Use / Savings in Demand under the selected programme (Ml/d) input as +ve 2031-32: 0.43694; Gains in Water Available For Use / Savings in Demand under the selected programme (Ml/d) input as +ve 2032-33: 0.43107; Gains in Water Available For Use / Savings in Demand under the selected programme (Ml/d) input as +ve 2033-34: 0.42394; Gains in Water Available For Use / Savings in Demand under the selected programme (Ml/d) input as +ve 2034-35: 0.41696; Gains in Water Available For Use / Savings in Demand under the selected programme (Ml/d) input as +ve 2035-36: 0.41503; Gains in Water Available For Use / Savings in Demand under the selected programme (Ml/d) input as +ve 2036-37: 0.41322; Gains in Water Available For Use / Savings in Demand under the selected programme (Ml/d) input as +ve 2037-38: 0.41154; Gains in Water Available For Use / Savings in Demand under the selected programme (Ml/d) input as +ve 2038-39: 0.41002; Gains in Water Available For Use / Savings in Demand under the selected programme (Ml/d) input as +ve 2039-40: 0.40827; Gains in Water Available For Use / Savings in Demand under the selected programme (Ml/d) input as +ve 2040-41: 0.40586; Gains in Water Available For Use / Savings in Demand under the selected programme (Ml/d) input as +ve 2041-42: 0.40406; Gains in Water Available For Use / Savings in Demand under the selected programme (Ml/d) input as +ve 2042-43: 0.40246; Gains in Water Available For Use / Savings in Demand under the selected programme (Ml/d) input as +ve 2043-44: 0.40253; Gains in Water Available For Use / Savings in Demand under the selected programme (Ml/d) input as +ve 2044-45: 0.40266; Gains in Water Available For Use / Savings in Demand under the selected programme (Ml/d) input as +ve 2045-46: 0.40279; Gains in Water Available For Use / Savings in Demand under the selected programme (Ml/d) input as +ve 2046-47: 0.40305; Gains in Water Available For Use / Savings in Demand under the selected programme (Ml/d) input as +ve 2047-48: 0.40332; Gains in Water Available For Use / Savings in Demand under the selected programme (Ml/d) input as +ve 2048-49: 0.40367; Gains in Water Available For Use / Savings in Demand under the selected programme (Ml/d) input as +ve 2049-50: 0.40399
52dP | Drought - water reuse restrictions | Droughtmeas1 | Drought - water reuse restrictions | Customer Options | N | Preferred | ESWHRT | Ml/d | 2 | Gains in Water Available For Use / Savings in Demand under the selected programme (Ml/d) input as +ve 2021-22: 0.43328; Gains in Water Available For Use / Savings in Demand under the selected programme (Ml/d) input as +ve 2022-23: 0.43938; Gains in Water Available For Use / Savings in Demand under the selected programme (Ml/d) input as +ve 2023-24: 0.43024; Gains in Water Available For Use / Savings in Demand under the selected programme (Ml/d) input as +ve 2024-25: 0.41098; Gains in Water Available For Use / Savings in Demand under the selected programme (Ml/d) input as +ve 2025-26: 0.38029; Gains in Water Available For Use / Savings in Demand under the selected programme (Ml/d) input as +ve 2026-27: 0.36024; Gains in Water Available For Use / Savings in Demand under the selected programme (Ml/d) input as +ve 2027-28: 0.36984; Gains in Water Available For Use / Savings in Demand under the selected programme (Ml/d) input as +ve 2028-29: 0.37022; Gains in Water Available For Use / Savings in Demand under the selected programme (Ml/d) input as +ve 2029-30: 0.36916; Gains in Water Available For Use / Savings in Demand under the selected programme (Ml/d) input as +ve 2030-31: 0.36792; Gains in Water Available For Use / Savings in Demand under the selected programme (Ml/d) input as +ve 2031-32: 0.36626; Gains in Water Available For Use / Savings in Demand under the selected programme (Ml/d) input as +ve 2032-33: 0.36429; Gains in Water Available For Use / Savings in Demand under the selected programme (Ml/d) input as +ve 2033-34: 0.36129; Gains in Water Available For Use / Savings in Demand under the selected programme (Ml/d) input as +ve 2034-35: 0.35837; Gains in Water Available For Use / Savings in Demand under the selected programme (Ml/d) input as +ve 2035-36: 0.35572; Gains in Water Available For Use / Savings in Demand under the selected programme (Ml/d) input as +ve 2036-37: 0.35311; Gains in Water Available For Use / Savings in Demand under the selected programme (Ml/d) input as +ve 2037-38: 0.35056; Gains in Water Available For Use / Savings in Demand under the selected programme (Ml/d) input as +ve 2038-39: 0.34806; Gains in Water Available For Use / Savings in Demand under the selected programme (Ml/d) input as +ve 2039-40: 0.34533; Gains in Water Available For Use / Savings in Demand under the selected programme (Ml/d) input as +ve 2040-41: 0.34225; Gains in Water Available For Use / Savings in Demand under the selected programme (Ml/d) input as +ve 2041-42: 0.33949; Gains in Water Available For Use / Savings in Demand under the selected programme (Ml/d) input as +ve 2042-43: 0.33691; Gains in Water Available For Use / Savings in Demand under the selected programme (Ml/d) input as +ve 2043-44: 0.33568; Gains in Water Available For Use / Savings in Demand under the selected programme (Ml/d) input as +ve 2044-45: 0.33677; Gains in Water Available For Use / Savings in Demand under the selected programme (Ml/d) input as +ve 2045-46: 0.3378; Gains in Water Available For Use / Savings in Demand under the selected programme (Ml/d) input as +ve 2046-47: 0.33891; Gains in Water Available For Use / Savings in Demand under the selected programme (Ml/d) input as +ve 2047-48: 0.34008; Gains in Water Available For Use / Savings in Demand under the selected programme (Ml/d) input as +ve 2048-49: 0.34134; Gains in Water Available For Use / Savings in Demand under the selected programme (Ml/d) input as +ve 2049-50: 0.34261
52dP | Drought - water reuse restrictions | Droughtmeas1 | Drought - water reuse restrictions | Customer Options | N | Preferred | ESWNCT | Ml/d | 2 | Gains in Water Available For Use / Savings in Demand under the selected programme (Ml/d) input as +ve 2021-22: 3.5005; Gains in Water Available For Use / Savings in Demand under the selected programme (Ml/d) input as +ve 2022-23: 3.3745; Gains in Water Available For Use / Savings in Demand under the selected programme (Ml/d) input as +ve 2023-24: 3.3592; Gains in Water Available For Use / Savings in Demand under the selected programme (Ml/d) input as +ve 2024-25: 3.3113; Gains in Water Available For Use / Savings in Demand under the selected programme (Ml/d) input as +ve 2025-26: 3.2076; Gains in Water Available For Use / Savings in Demand under the selected programme (Ml/d) input as +ve 2026-27: 3.0983; Gains in Water Available For Use / Savings in Demand under the selected programme (Ml/d) input as +ve 2027-28: 2.906; Gains in Water Available For Use / Savings in Demand under the selected programme (Ml/d) input as +ve 2028-29: 2.7169; Gains in Water Available For Use / Savings in Demand under the selected programme (Ml/d) input as +ve 2029-30: 2.5889; Gains in Water Available For Use / Savings in Demand under the selected programme (Ml/d) input as +ve 2030-31: 2.5427; Gains in Water Available For Use / Savings in Demand under the selected programme (Ml/d) input as +ve 2031-32: 2.5267; Gains in Water Available For Use / Savings in Demand under the selected programme (Ml/d) input as +ve 2032-33: 2.4997; Gains in Water Available For Use / Savings in Demand under the selected programme (Ml/d) input as +ve 2033-34: 2.4666; Gains in Water Available For Use / Savings in Demand under the selected programme (Ml/d) input as +ve 2034-35: 2.4456; Gains in Water Available For Use / Savings in Demand under the selected programme (Ml/d) input as +ve 2035-36: 2.43; Gains in Water Available For Use / Savings in Demand under the selected programme (Ml/d) input as +ve 2036-37: 2.4149; Gains in Water Available For Use / Savings in Demand under the selected programme (Ml/d) input as +ve 2037-38: 2.4; Gains in Water Available For Use / Savings in Demand under the selected programme (Ml/d) input as +ve 2038-39: 2.3863; Gains in Water Available For Use / Savings in Demand under the selected programme (Ml/d) input as +ve 2039-40: 2.3734; Gains in Water Available For Use / Savings in Demand under the selected programme (Ml/d) input as +ve 2040-41: 2.358; Gains in Water Available For Use / Savings in Demand under the selected programme (Ml/d) input as +ve 2041-42: 2.3452; Gains in Water Available For Use / Savings in Demand under the selected programme (Ml/d) input as +ve 2042-43: 2.3336; Gains in Water Available For Use / Savings in Demand under the selected programme (Ml/d) input as +ve 2043-44: 2.3319; Gains in Water Available For Use / Savings in Demand under the selected programme (Ml/d) input as +ve 2044-45: 2.3303; Gains in Water Available For Use / Savings in Demand under the selected programme (Ml/d) input as +ve 2045-46: 2.3286; Gains in Water Available For Use / Savings in Demand under the selected programme (Ml/d) input as +ve 2046-47: 2.3274; Gains in Water Available For Use / Savings in Demand under the selected programme (Ml/d) input as +ve 2047-48: 2.326; Gains in Water Available For Use / Savings in Demand under the selected programme (Ml/d) input as +ve 2048-49: 2.3248; Gains in Water Available For Use / Savings in Demand under the selected programme (Ml/d) input as +ve 2049-50: 2.3231
52dA | Drought - water reuse restrictions | CP Droughtmeas1 | Drought - water reuse restrictions | Customer Options | N | Preferred CP | ESWESX | Ml/d | 2 | Gains in Water Available For Use / Savings in Demand under the selected programme (Ml/d) input as +ve 2021-22: 16; Gains in Water Available For Use / Savings in Demand under the selected programme (Ml/d) input as +ve 2022-23: 16; Gains in Water Available For Use / Savings in Demand under the selected programme (Ml/d) input as +ve 2023-24: 16; Gains in Water Available For Use / Savings in Demand under the selected programme (Ml/d) input as +ve 2024-25: 16; Gains in Water Available For Use / Savings in Demand under the selected programme (Ml/d) input as +ve 2025-26: 16; Gains in Water Available For Use / Savings in Demand under the selected programme (Ml/d) input as +ve 2026-27: 16; Gains in Water Available For Use / Savings in Demand under the selected programme (Ml/d) input as +ve 2027-28: 16; Gains in Water Available For Use / Savings in Demand under the selected programme (Ml/d) input as +ve 2028-29: 16; Gains in Water Available For Use / Savings in Demand under the selected programme (Ml/d) input as +ve 2029-30: 16; Gains in Water Available For Use / Savings in Demand under the selected programme (Ml/d) input as +ve 2030-31: 16; Gains in Water Available For Use / Savings in Demand under the selected programme (Ml/d) input as +ve 2031-32: 16; Gains in Water Available For Use / Savings in Demand under the selected programme (Ml/d) input as +ve 2032-33: 16; Gains in Water Available For Use / Savings in Demand under the selected programme (Ml/d) input as +ve 2033-34: 16; Gains in Water Available For Use / Savings in Demand under the selected programme (Ml/d) input as +ve 2034-35: 16; Gains in Water Available For Use / Savings in Demand under the selected programme (Ml/d) input as +ve 2035-36: 16; Gains in Water Available For Use / Savings in Demand under the selected programme (Ml/d) input as +ve 2036-37: 16; Gains in Water Available For Use / Savings in Demand under the selected programme (Ml/d) input as +ve 2037-38: 16; Gains in Water Available For Use / Savings in Demand under the selected programme (Ml/d) input as +ve 2038-39: 16; Gains in Water Available For Use / Savings in Demand under the selected programme (Ml/d) input as +ve 2039-40: 16; Gains in Water Available For Use / Savings in Demand under the selected programme (Ml/d) input as +ve 2040-41: 16; Gains in Water Available For Use / Savings in Demand under the selected programme (Ml/d) input as +ve 2041-42: 16; Gains in Water Available For Use / Savings in Demand under the selected programme (Ml/d) input as +ve 2042-43: 16; Gains in Water Available For Use / Savings in Demand under the selected programme (Ml/d) input as +ve 2043-44: 16; Gains in Water Available For Use / Savings in Demand under the selected programme (Ml/d) input as +ve 2044-45: 16; Gains in Water Available For Use / Savings in Demand under the selected programme (Ml/d) input as +ve 2045-46: 16; Gains in Water Available For Use / Savings in Demand under the selected programme (Ml/d) input as +ve 2046-47: 16; Gains in Water Available For Use / Savings in Demand under the selected programme (Ml/d) input as +ve 2047-48: 16; Gains in Water Available For Use / Savings in Demand under the selected programme (Ml/d) input as +ve 2048-49: 16; Gains in Water Available For Use / Savings in Demand under the selected programme (Ml/d) input as +ve 2049-50: 16
52dA | Drought - water reuse restrictions | CP Droughtmeas1 | Drought - water reuse restrictions | Customer Options | N | Preferred CP | ESWBLY | Ml/d | 2 | Gains in Water Available For Use / Savings in Demand under the selected programme (Ml/d) input as +ve 2021-22: 0.5772; Gains in Water Available For Use / Savings in Demand under the selected programme (Ml/d) input as +ve 2022-23: 0.5757; Gains in Water Available For Use / Savings in Demand under the selected programme (Ml/d) input as +ve 2023-24: 0.55501; Gains in Water Available For Use / Savings in Demand under the selected programme (Ml/d) input as +ve 2024-25: 0.54558; Gains in Water Available For Use / Savings in Demand under the selected programme (Ml/d) input as +ve 2025-26: 0.53305; Gains in Water Available For Use / Savings in Demand under the selected programme (Ml/d) input as +ve 2026-27: 0.52968; Gains in Water Available For Use / Savings in Demand under the selected programme (Ml/d) input as +ve 2027-28: 0.52663; Gains in Water Available For Use / Savings in Demand under the selected programme (Ml/d) input as +ve 2028-29: 0.51741; Gains in Water Available For Use / Savings in Demand under the selected programme (Ml/d) input as +ve 2029-30: 0.49433; Gains in Water Available For Use / Savings in Demand under the selected programme (Ml/d) input as +ve 2030-31: 0.46786; Gains in Water Available For Use / Savings in Demand under the selected programme (Ml/d) input as +ve 2031-32: 0.45445; Gains in Water Available For Use / Savings in Demand under the selected programme (Ml/d) input as +ve 2032-33: 0.44835; Gains in Water Available For Use / Savings in Demand under the selected programme (Ml/d) input as +ve 2033-34: 0.44093; Gains in Water Available For Use / Savings in Demand under the selected programme (Ml/d) input as +ve 2034-35: 0.43367; Gains in Water Available For Use / Savings in Demand under the selected programme (Ml/d) input as +ve 2035-36: 0.43167; Gains in Water Available For Use / Savings in Demand under the selected programme (Ml/d) input as +ve 2036-37: 0.4298; Gains in Water Available For Use / Savings in Demand under the selected programme (Ml/d) input as +ve 2037-38: 0.42806; Gains in Water Available For Use / Savings in Demand under the selected programme (Ml/d) input as +ve 2038-39: 0.42649; Gains in Water Available For Use / Savings in Demand under the selected programme (Ml/d) input as +ve 2039-40: 0.42468; Gains in Water Available For Use / Savings in Demand under the selected programme (Ml/d) input as +ve 2040-41: 0.42219; Gains in Water Available For Use / Savings in Demand under the selected programme (Ml/d) input as +ve 2041-42: 0.42033; Gains in Water Available For Use / Savings in Demand under the selected programme (Ml/d) input as +ve 2042-43: 0.41868; Gains in Water Available For Use / Savings in Demand under the selected programme (Ml/d) input as +ve 2043-44: 0.41877; Gains in Water Available For Use / Savings in Demand under the selected programme (Ml/d) input as +ve 2044-45: 0.41891; Gains in Water Available For Use / Savings in Demand under the selected programme (Ml/d) input as +ve 2045-46: 0.41906; Gains in Water Available For Use / Savings in Demand under the selected programme (Ml/d) input as +ve 2046-47: 0.41934; Gains in Water Available For Use / Savings in Demand under the selected programme (Ml/d) input as +ve 2047-48: 0.41963; Gains in Water Available For Use / Savings in Demand under the selected programme (Ml/d) input as +ve 2048-49: 0.42001; Gains in Water Available For Use / Savings in Demand under the selected programme (Ml/d) input as +ve 2049-50: 0.42036
52dA | Drought - water reuse restrictions | CP Droughtmeas1 | Drought - water reuse restrictions | Customer Options | N | Preferred CP | ESWHRT | Ml/d | 2 | Gains in Water Available For Use / Savings in Demand under the selected programme (Ml/d) input as +ve 2021-22: 0.44369; Gains in Water Available For Use / Savings in Demand under the selected programme (Ml/d) input as +ve 2022-23: 0.44952; Gains in Water Available For Use / Savings in Demand under the selected programme (Ml/d) input as +ve 2023-24: 0.44021; Gains in Water Available For Use / Savings in Demand under the selected programme (Ml/d) input as +ve 2024-25: 0.42087; Gains in Water Available For Use / Savings in Demand under the selected programme (Ml/d) input as +ve 2025-26: 0.39265; Gains in Water Available For Use / Savings in Demand under the selected programme (Ml/d) input as +ve 2026-27: 0.37511; Gains in Water Available For Use / Savings in Demand under the selected programme (Ml/d) input as +ve 2027-28: 0.38514; Gains in Water Available For Use / Savings in Demand under the selected programme (Ml/d) input as +ve 2028-29: 0.38555; Gains in Water Available For Use / Savings in Demand under the selected programme (Ml/d) input as +ve 2029-30: 0.38446; Gains in Water Available For Use / Savings in Demand under the selected programme (Ml/d) input as +ve 2030-31: 0.38318; Gains in Water Available For Use / Savings in Demand under the selected programme (Ml/d) input as +ve 2031-32: 0.38146; Gains in Water Available For Use / Savings in Demand under the selected programme (Ml/d) input as +ve 2032-33: 0.37942; Gains in Water Available For Use / Savings in Demand under the selected programme (Ml/d) input as +ve 2033-34: 0.37629; Gains in Water Available For Use / Savings in Demand under the selected programme (Ml/d) input as +ve 2034-35: 0.37326; Gains in Water Available For Use / Savings in Demand under the selected programme (Ml/d) input as +ve 2035-36: 0.37051; Gains in Water Available For Use / Savings in Demand under the selected programme (Ml/d) input as +ve 2036-37: 0.3678; Gains in Water Available For Use / Savings in Demand under the selected programme (Ml/d) input as +ve 2037-38: 0.36515; Gains in Water Available For Use / Savings in Demand under the selected programme (Ml/d) input as +ve 2038-39: 0.36256; Gains in Water Available For Use / Savings in Demand under the selected programme (Ml/d) input as +ve 2039-40: 0.35972; Gains in Water Available For Use / Savings in Demand under the selected programme (Ml/d) input as +ve 2040-41: 0.35652; Gains in Water Available For Use / Savings in Demand under the selected programme (Ml/d) input as +ve 2041-42: 0.35366; Gains in Water Available For Use / Savings in Demand under the selected programme (Ml/d) input as +ve 2042-43: 0.35098; Gains in Water Available For Use / Savings in Demand under the selected programme (Ml/d) input as +ve 2043-44: 0.34971; Gains in Water Available For Use / Savings in Demand under the selected programme (Ml/d) input as +ve 2044-45: 0.35085; Gains in Water Available For Use / Savings in Demand under the selected programme (Ml/d) input as +ve 2045-46: 0.35193; Gains in Water Available For Use / Savings in Demand under the selected programme (Ml/d) input as +ve 2046-47: 0.3531; Gains in Water Available For Use / Savings in Demand under the selected programme (Ml/d) input as +ve 2047-48: 0.35433; Gains in Water Available For Use / Savings in Demand under the selected programme (Ml/d) input as +ve 2048-49: 0.35566; Gains in Water Available For Use / Savings in Demand under the selected programme (Ml/d) input as +ve 2049-50: 0.35698
52dA | Drought - water reuse restrictions | CP Droughtmeas1 | Drought - water reuse restrictions | Customer Options | N | Preferred CP | ESWNCT | Ml/d | 2 | Gains in Water Available For Use / Savings in Demand under the selected programme (Ml/d) input as +ve 2021-22: 3.5691; Gains in Water Available For Use / Savings in Demand under the selected programme (Ml/d) input as +ve 2022-23: 3.4458; Gains in Water Available For Use / Savings in Demand under the selected programme (Ml/d) input as +ve 2023-24: 3.4305; Gains in Water Available For Use / Savings in Demand under the selected programme (Ml/d) input as +ve 2024-25: 3.3837; Gains in Water Available For Use / Savings in Demand under the selected programme (Ml/d) input as +ve 2025-26: 3.282; Gains in Water Available For Use / Savings in Demand under the selected programme (Ml/d) input as +ve 2026-27: 3.1775; Gains in Water Available For Use / Savings in Demand under the selected programme (Ml/d) input as +ve 2027-28: 2.9922; Gains in Water Available For Use / Savings in Demand under the selected programme (Ml/d) input as +ve 2028-29: 2.8138; Gains in Water Available For Use / Savings in Demand under the selected programme (Ml/d) input as +ve 2029-30: 2.6933; Gains in Water Available For Use / Savings in Demand under the selected programme (Ml/d) input as +ve 2030-31: 2.649; Gains in Water Available For Use / Savings in Demand under the selected programme (Ml/d) input as +ve 2031-32: 2.6324; Gains in Water Available For Use / Savings in Demand under the selected programme (Ml/d) input as +ve 2032-33: 2.6044; Gains in Water Available For Use / Savings in Demand under the selected programme (Ml/d) input as +ve 2033-34: 2.5699; Gains in Water Available For Use / Savings in Demand under the selected programme (Ml/d) input as +ve 2034-35: 2.5481; Gains in Water Available For Use / Savings in Demand under the selected programme (Ml/d) input as +ve 2035-36: 2.5319; Gains in Water Available For Use / Savings in Demand under the selected programme (Ml/d) input as +ve 2036-37: 2.5162; Gains in Water Available For Use / Savings in Demand under the selected programme (Ml/d) input as +ve 2037-38: 2.5007; Gains in Water Available For Use / Savings in Demand under the selected programme (Ml/d) input as +ve 2038-39: 2.4866; Gains in Water Available For Use / Savings in Demand under the selected programme (Ml/d) input as +ve 2039-40: 2.4731; Gains in Water Available For Use / Savings in Demand under the selected programme (Ml/d) input as +ve 2040-41: 2.4571; Gains in Water Available For Use / Savings in Demand under the selected programme (Ml/d) input as +ve 2041-42: 2.4439; Gains in Water Available For Use / Savings in Demand under the selected programme (Ml/d) input as +ve 2042-43: 2.4318; Gains in Water Available For Use / Savings in Demand under the selected programme (Ml/d) input as +ve 2043-44: 2.4301; Gains in Water Available For Use / Savings in Demand under the selected programme (Ml/d) input as +ve 2044-45: 2.4285; Gains in Water Available For Use / Savings in Demand under the selected programme (Ml/d) input as +ve 2045-46: 2.4267; Gains in Water Available For Use / Savings in Demand under the selected programme (Ml/d) input as +ve 2046-47: 2.4255; Gains in Water Available For Use / Savings in Demand under the selected programme (Ml/d) input as +ve 2047-48: 2.4242; Gains in Water Available For Use / Savings in Demand under the selected programme (Ml/d) input as +ve 2048-49: 2.423; Gains in Water Available For Use / Savings in Demand under the selected programme (Ml/d) input as +ve 2049-50: 2.4212
52dA | Drought - water reuse restrictions | Droughtmeas1 | Drought - water reuse restrictions | Customer Options | N | Least Cost | ESWESX | Ml/d | 2 | Gains in Water Available For Use / Savings in Demand under the selected programme (Ml/d) input as +ve 2021-22: 16; Gains in Water Available For Use / Savings in Demand under the selected programme (Ml/d) input as +ve 2022-23: 16; Gains in Water Available For Use / Savings in Demand under the selected programme (Ml/d) input as +ve 2023-24: 16; Gains in Water Available For Use / Savings in Demand under the selected programme (Ml/d) input as +ve 2024-25: 16; Gains in Water Available For Use / Savings in Demand under the selected programme (Ml/d) input as +ve 2025-26: 16; Gains in Water Available For Use / Savings in Demand under the selected programme (Ml/d) input as +ve 2026-27: 16; Gains in Water Available For Use / Savings in Demand under the selected programme (Ml/d) input as +ve 2027-28: 16; Gains in Water Available For Use / Savings in Demand under the selected programme (Ml/d) input as +ve 2028-29: 12; Gains in Water Available For Use / Savings in Demand under the selected programme (Ml/d) input as +ve 2029-30: 12; Gains in Water Available For Use / Savings in Demand under the selected programme (Ml/d) input as +ve 2030-31: 12; Gains in Water Available For Use / Savings in Demand under the selected programme (Ml/d) input as +ve 2031-32: 12; Gains in Water Available For Use / Savings in Demand under the selected programme (Ml/d) input as +ve 2032-33: 12; Gains in Water Available For Use / Savings in Demand under the selected programme (Ml/d) input as +ve 2033-34: 12; Gains in Water Available For Use / Savings in Demand under the selected programme (Ml/d) input as +ve 2034-35: 12; Gains in Water Available For Use / Savings in Demand under the selected programme (Ml/d) input as +ve 2035-36: 12; Gains in Water Available For Use / Savings in Demand under the selected programme (Ml/d) input as +ve 2036-37: 12; Gains in Water Available For Use / Savings in Demand under the selected programme (Ml/d) input as +ve 2037-38: 12; Gains in Water Available For Use / Savings in Demand under the selected programme (Ml/d) input as +ve 2038-39: 12; Gains in Water Available For Use / Savings in Demand under the selected programme (Ml/d) input as +ve 2039-40: 12; Gains in Water Available For Use / Savings in Demand under the selected programme (Ml/d) input as +ve 2040-41: 12; Gains in Water Available For Use / Savings in Demand under the selected programme (Ml/d) input as +ve 2041-42: 12; Gains in Water Available For Use / Savings in Demand under the selected programme (Ml/d) input as +ve 2042-43: 12; Gains in Water Available For Use / Savings in Demand under the selected programme (Ml/d) input as +ve 2043-44: 12; Gains in Water Available For Use / Savings in Demand under the selected programme (Ml/d) input as +ve 2044-45: 12; Gains in Water Available For Use / Savings in Demand under the selected programme (Ml/d) input as +ve 2045-46: 12; Gains in Water Available For Use / Savings in Demand under the selected programme (Ml/d) input as +ve 2046-47: 12; Gains in Water Available For Use / Savings in Demand under the selected programme (Ml/d) input as +ve 2047-48: 12; Gains in Water Available For Use / Savings in Demand under the selected programme (Ml/d) input as +ve 2048-49: 12; Gains in Water Available For Use / Savings in Demand under the selected programme (Ml/d) input as +ve 2049-50: 12
52dA | Drought - water reuse restrictions | Droughtmeas1 | Drought - water reuse restrictions | Customer Options | N | Least Cost | ESWBLY | Ml/d | 2 | Gains in Water Available For Use / Savings in Demand under the selected programme (Ml/d) input as +ve 2021-22: 0.56197; Gains in Water Available For Use / Savings in Demand under the selected programme (Ml/d) input as +ve 2022-23: 0.56099; Gains in Water Available For Use / Savings in Demand under the selected programme (Ml/d) input as +ve 2023-24: 0.54042; Gains in Water Available For Use / Savings in Demand under the selected programme (Ml/d) input as +ve 2024-25: 0.53106; Gains in Water Available For Use / Savings in Demand under the selected programme (Ml/d) input as +ve 2025-26: 0.51871; Gains in Water Available For Use / Savings in Demand under the selected programme (Ml/d) input as +ve 2026-27: 0.51532; Gains in Water Available For Use / Savings in Demand under the selected programme (Ml/d) input as +ve 2027-28: 0.51222; Gains in Water Available For Use / Savings in Demand under the selected programme (Ml/d) input as +ve 2028-29: 0.50318; Gains in Water Available For Use / Savings in Demand under the selected programme (Ml/d) input as +ve 2029-30: 0.47918; Gains in Water Available For Use / Savings in Demand under the selected programme (Ml/d) input as +ve 2030-31: 0.45092; Gains in Water Available For Use / Savings in Demand under the selected programme (Ml/d) input as +ve 2031-32: 0.43694; Gains in Water Available For Use / Savings in Demand under the selected programme (Ml/d) input as +ve 2032-33: 0.43107; Gains in Water Available For Use / Savings in Demand under the selected programme (Ml/d) input as +ve 2033-34: 0.42394; Gains in Water Available For Use / Savings in Demand under the selected programme (Ml/d) input as +ve 2034-35: 0.41696; Gains in Water Available For Use / Savings in Demand under the selected programme (Ml/d) input as +ve 2035-36: 0.41503; Gains in Water Available For Use / Savings in Demand under the selected programme (Ml/d) input as +ve 2036-37: 0.41322; Gains in Water Available For Use / Savings in Demand under the selected programme (Ml/d) input as +ve 2037-38: 0.41154; Gains in Water Available For Use / Savings in Demand under the selected programme (Ml/d) input as +ve 2038-39: 0.41002; Gains in Water Available For Use / Savings in Demand under the selected programme (Ml/d) input as +ve 2039-40: 0.40827; Gains in Water Available For Use / Savings in Demand under the selected programme (Ml/d) input as +ve 2040-41: 0.40586; Gains in Water Available For Use / Savings in Demand under the selected programme (Ml/d) input as +ve 2041-42: 0.40406; Gains in Water Available For Use / Savings in Demand under the selected programme (Ml/d) input as +ve 2042-43: 0.40246; Gains in Water Available For Use / Savings in Demand under the selected programme (Ml/d) input as +ve 2043-44: 0.40253; Gains in Water Available For Use / Savings in Demand under the selected programme (Ml/d) input as +ve 2044-45: 0.40266; Gains in Water Available For Use / Savings in Demand under the selected programme (Ml/d) input as +ve 2045-46: 0.40279; Gains in Water Available For Use / Savings in Demand under the selected programme (Ml/d) input as +ve 2046-47: 0.40305; Gains in Water Available For Use / Savings in Demand under the selected programme (Ml/d) input as +ve 2047-48: 0.40332; Gains in Water Available For Use / Savings in Demand under the selected programme (Ml/d) input as +ve 2048-49: 0.40367; Gains in Water Available For Use / Savings in Demand under the selected programme (Ml/d) input as +ve 2049-50: 0.40399
52dA | Drought - water reuse restrictions | Droughtmeas1 | Drought - water reuse restrictions | Customer Options | N | Least Cost | ESWHRT | Ml/d | 2 | Gains in Water Available For Use / Savings in Demand under the selected programme (Ml/d) input as +ve 2021-22: 0.43328; Gains in Water Available For Use / Savings in Demand under the selected programme (Ml/d) input as +ve 2022-23: 0.43938; Gains in Water Available For Use / Savings in Demand under the selected programme (Ml/d) input as +ve 2023-24: 0.43024; Gains in Water Available For Use / Savings in Demand under the selected programme (Ml/d) input as +ve 2024-25: 0.41098; Gains in Water Available For Use / Savings in Demand under the selected programme (Ml/d) input as +ve 2025-26: 0.38029; Gains in Water Available For Use / Savings in Demand under the selected programme (Ml/d) input as +ve 2026-27: 0.36024; Gains in Water Available For Use / Savings in Demand under the selected programme (Ml/d) input as +ve 2027-28: 0.36984; Gains in Water Available For Use / Savings in Demand under the selected programme (Ml/d) input as +ve 2028-29: 0.37022; Gains in Water Available For Use / Savings in Demand under the selected programme (Ml/d) input as +ve 2029-30: 0.36916; Gains in Water Available For Use / Savings in Demand under the selected programme (Ml/d) input as +ve 2030-31: 0.36792; Gains in Water Available For Use / Savings in Demand under the selected programme (Ml/d) input as +ve 2031-32: 0.36626; Gains in Water Available For Use / Savings in Demand under the selected programme (Ml/d) input as +ve 2032-33: 0.36429; Gains in Water Available For Use / Savings in Demand under the selected programme (Ml/d) input as +ve 2033-34: 0.36129; Gains in Water Available For Use / Savings in Demand under the selected programme (Ml/d) input as +ve 2034-35: 0.35837; Gains in Water Available For Use / Savings in Demand under the selected programme (Ml/d) input as +ve 2035-36: 0.35572; Gains in Water Available For Use / Savings in Demand under the selected programme (Ml/d) input as +ve 2036-37: 0.35311; Gains in Water Available For Use / Savings in Demand under the selected programme (Ml/d) input as +ve 2037-38: 0.35056; Gains in Water Available For Use / Savings in Demand under the selected programme (Ml/d) input as +ve 2038-39: 0.34806; Gains in Water Available For Use / Savings in Demand under the selected programme (Ml/d) input as +ve 2039-40: 0.34533; Gains in Water Available For Use / Savings in Demand under the selected programme (Ml/d) input as +ve 2040-41: 0.34225; Gains in Water Available For Use / Savings in Demand under the selected programme (Ml/d) input as +ve 2041-42: 0.33949; Gains in Water Available For Use / Savings in Demand under the selected programme (Ml/d) input as +ve 2042-43: 0.33691; Gains in Water Available For Use / Savings in Demand under the selected programme (Ml/d) input as +ve 2043-44: 0.33568; Gains in Water Available For Use / Savings in Demand under the selected programme (Ml/d) input as +ve 2044-45: 0.33677; Gains in Water Available For Use / Savings in Demand under the selected programme (Ml/d) input as +ve 2045-46: 0.3378; Gains in Water Available For Use / Savings in Demand under the selected programme (Ml/d) input as +ve 2046-47: 0.33891; Gains in Water Available For Use / Savings in Demand under the selected programme (Ml/d) input as +ve 2047-48: 0.34008; Gains in Water Available For Use / Savings in Demand under the selected programme (Ml/d) input as +ve 2048-49: 0.34134; Gains in Water Available For Use / Savings in Demand under the selected programme (Ml/d) input as +ve 2049-50: 0.34261
52dA | Drought - water reuse restrictions | Droughtmeas1 | Drought - water reuse restrictions | Customer Options | N | Least Cost | ESWNCT | Ml/d | 2 | Gains in Water Available For Use / Savings in Demand under the selected programme (Ml/d) input as +ve 2021-22: 3.5005; Gains in Water Available For Use / Savings in Demand under the selected programme (Ml/d) input as +ve 2022-23: 3.3745; Gains in Water Available For Use / Savings in Demand under the selected programme (Ml/d) input as +ve 2023-24: 3.3592; Gains in Water Available For Use / Savings in Demand under the selected programme (Ml/d) input as +ve 2024-25: 3.3113; Gains in Water Available For Use / Savings in Demand under the selected programme (Ml/d) input as +ve 2025-26: 3.2076; Gains in Water Available For Use / Savings in Demand under the selected programme (Ml/d) input as +ve 2026-27: 3.0983; Gains in Water Available For Use / Savings in Demand under the selected programme (Ml/d) input as +ve 2027-28: 2.906; Gains in Water Available For Use / Savings in Demand under the selected programme (Ml/d) input as +ve 2028-29: 2.7169; Gains in Water Available For Use / Savings in Demand under the selected programme (Ml/d) input as +ve 2029-30: 2.5889; Gains in Water Available For Use / Savings in Demand under the selected programme (Ml/d) input as +ve 2030-31: 2.5427; Gains in Water Available For Use / Savings in Demand under the selected programme (Ml/d) input as +ve 2031-32: 2.5267; Gains in Water Available For Use / Savings in Demand under the selected programme (Ml/d) input as +ve 2032-33: 2.4997; Gains in Water Available For Use / Savings in Demand under the selected programme (Ml/d) input as +ve 2033-34: 2.4666; Gains in Water Available For Use / Savings in Demand under the selected programme (Ml/d) input as +ve 2034-35: 2.4456; Gains in Water Available For Use / Savings in Demand under the selected programme (Ml/d) input as +ve 2035-36: 2.43; Gains in Water Available For Use / Savings in Demand under the selected programme (Ml/d) input as +ve 2036-37: 2.4149; Gains in Water Available For Use / Savings in Demand under the selected programme (Ml/d) input as +ve 2037-38: 2.4; Gains in Water Available For Use / Savings in Demand under the selected programme (Ml/d) input as +ve 2038-39: 2.3863; Gains in Water Available For Use / Savings in Demand under the selected programme (Ml/d) input as +ve 2039-40: 2.3734; Gains in Water Available For Use / Savings in Demand under the selected programme (Ml/d) input as +ve 2040-41: 2.358; Gains in Water Available For Use / Savings in Demand under the selected programme (Ml/d) input as +ve 2041-42: 2.3452; Gains in Water Available For Use / Savings in Demand under the selected programme (Ml/d) input as +ve 2042-43: 2.3336; Gains in Water Available For Use / Savings in Demand under the selected programme (Ml/d) input as +ve 2043-44: 2.3319; Gains in Water Available For Use / Savings in Demand under the selected programme (Ml/d) input as +ve 2044-45: 2.3303; Gains in Water Available For Use / Savings in Demand under the selected programme (Ml/d) input as +ve 2045-46: 2.3286; Gains in Water Available For Use / Savings in Demand under the selected programme (Ml/d) input as +ve 2046-47: 2.3274; Gains in Water Available For Use / Savings in Demand under the selected programme (Ml/d) input as +ve 2047-48: 2.326; Gains in Water Available For Use / Savings in Demand under the selected programme (Ml/d) input as +ve 2048-49: 2.3248; Gains in Water Available For Use / Savings in Demand under the selected programme (Ml/d) input as +ve 2049-50: 2.3231
52dA | Drought - water reuse restrictions | Droughtmeas1 | Drought - water reuse restrictions | Customer Options | N | Ofwat Core | ESWESX | Ml/d | 2 | Gains in Water Available For Use / Savings in Demand under the selected programme (Ml/d) input as +ve 2021-22: 16; Gains in Water Available For Use / Savings in Demand under the selected programme (Ml/d) input as +ve 2022-23: 16; Gains in Water Available For Use / Savings in Demand under the selected programme (Ml/d) input as +ve 2023-24: 16; Gains in Water Available For Use / Savings in Demand under the selected programme (Ml/d) input as +ve 2024-25: 16; Gains in Water Available For Use / Savings in Demand under the selected programme (Ml/d) input as +ve 2025-26: 16; Gains in Water Available For Use / Savings in Demand under the selected programme (Ml/d) input as +ve 2026-27: 16; Gains in Water Available For Use / Savings in Demand under the selected programme (Ml/d) input as +ve 2027-28: 16; Gains in Water Available For Use / Savings in Demand under the selected programme (Ml/d) input as +ve 2028-29: 12; Gains in Water Available For Use / Savings in Demand under the selected programme (Ml/d) input as +ve 2029-30: 12; Gains in Water Available For Use / Savings in Demand under the selected programme (Ml/d) input as +ve 2030-31: 12; Gains in Water Available For Use / Savings in Demand under the selected programme (Ml/d) input as +ve 2031-32: 12; Gains in Water Available For Use / Savings in Demand under the selected programme (Ml/d) input as +ve 2032-33: 12; Gains in Water Available For Use / Savings in Demand under the selected programme (Ml/d) input as +ve 2033-34: 12; Gains in Water Available For Use / Savings in Demand under the selected programme (Ml/d) input as +ve 2034-35: 12; Gains in Water Available For Use / Savings in Demand under the selected programme (Ml/d) input as +ve 2035-36: 12; Gains in Water Available For Use / Savings in Demand under the selected programme (Ml/d) input as +ve 2036-37: 12; Gains in Water Available For Use / Savings in Demand under the selected programme (Ml/d) input as +ve 2037-38: 12; Gains in Water Available For Use / Savings in Demand under the selected programme (Ml/d) input as +ve 2038-39: 12; Gains in Water Available For Use / Savings in Demand under the selected programme (Ml/d) input as +ve 2039-40: 12; Gains in Water Available For Use / Savings in Demand under the selected programme (Ml/d) input as +ve 2040-41: 12; Gains in Water Available For Use / Savings in Demand under the selected programme (Ml/d) input as +ve 2041-42: 12; Gains in Water Available For Use / Savings in Demand under the selected programme (Ml/d) input as +ve 2042-43: 12; Gains in Water Available For Use / Savings in Demand under the selected programme (Ml/d) input as +ve 2043-44: 12; Gains in Water Available For Use / Savings in Demand under the selected programme (Ml/d) input as +ve 2044-45: 12; Gains in Water Available For Use / Savings in Demand under the selected programme (Ml/d) input as +ve 2045-46: 12; Gains in Water Available For Use / Savings in Demand under the selected programme (Ml/d) input as +ve 2046-47: 12; Gains in Water Available For Use / Savings in Demand under the selected programme (Ml/d) input as +ve 2047-48: 12; Gains in Water Available For Use / Savings in Demand under the selected programme (Ml/d) input as +ve 2048-49: 12; Gains in Water Available For Use / Savings in Demand under the selected programme (Ml/d) input as +ve 2049-50: 12
52dA | Drought - water reuse restrictions | Droughtmeas1 | Drought - water reuse restrictions | Customer Options | N | Ofwat Core | ESWBLY | Ml/d | 2 | Gains in Water Available For Use / Savings in Demand under the selected programme (Ml/d) input as +ve 2021-22: 0.56197; Gains in Water Available For Use / Savings in Demand under the selected programme (Ml/d) input as +ve 2022-23: 0.56099; Gains in Water Available For Use / Savings in Demand under the selected programme (Ml/d) input as +ve 2023-24: 0.54042; Gains in Water Available For Use / Savings in Demand under the selected programme (Ml/d) input as +ve 2024-25: 0.53106; Gains in Water Available For Use / Savings in Demand under the selected programme (Ml/d) input as +ve 2025-26: 0.51871; Gains in Water Available For Use / Savings in Demand under the selected programme (Ml/d) input as +ve 2026-27: 0.51532; Gains in Water Available For Use / Savings in Demand under the selected programme (Ml/d) input as +ve 2027-28: 0.51222; Gains in Water Available For Use / Savings in Demand under the selected programme (Ml/d) input as +ve 2028-29: 0.50318; Gains in Water Available For Use / Savings in Demand under the selected programme (Ml/d) input as +ve 2029-30: 0.47918; Gains in Water Available For Use / Savings in Demand under the selected programme (Ml/d) input as +ve 2030-31: 0.45092; Gains in Water Available For Use / Savings in Demand under the selected programme (Ml/d) input as +ve 2031-32: 0.43694; Gains in Water Available For Use / Savings in Demand under the selected programme (Ml/d) input as +ve 2032-33: 0.43107; Gains in Water Available For Use / Savings in Demand under the selected programme (Ml/d) input as +ve 2033-34: 0.42394; Gains in Water Available For Use / Savings in Demand under the selected programme (Ml/d) input as +ve 2034-35: 0.41696; Gains in Water Available For Use / Savings in Demand under the selected programme (Ml/d) input as +ve 2035-36: 0.41503; Gains in Water Available For Use / Savings in Demand under the selected programme (Ml/d) input as +ve 2036-37: 0.41322; Gains in Water Available For Use / Savings in Demand under the selected programme (Ml/d) input as +ve 2037-38: 0.41154; Gains in Water Available For Use / Savings in Demand under the selected programme (Ml/d) input as +ve 2038-39: 0.41002; Gains in Water Available For Use / Savings in Demand under the selected programme (Ml/d) input as +ve 2039-40: 0.40827; Gains in Water Available For Use / Savings in Demand under the selected programme (Ml/d) input as +ve 2040-41: 0.40586; Gains in Water Available For Use / Savings in Demand under the selected programme (Ml/d) input as +ve 2041-42: 0.40406; Gains in Water Available For Use / Savings in Demand under the selected programme (Ml/d) input as +ve 2042-43: 0.40246; Gains in Water Available For Use / Savings in Demand under the selected programme (Ml/d) input as +ve 2043-44: 0.40253; Gains in Water Available For Use / Savings in Demand under the selected programme (Ml/d) input as +ve 2044-45: 0.40266; Gains in Water Available For Use / Savings in Demand under the selected programme (Ml/d) input as +ve 2045-46: 0.40279; Gains in Water Available For Use / Savings in Demand under the selected programme (Ml/d) input as +ve 2046-47: 0.40305; Gains in Water Available For Use / Savings in Demand under the selected programme (Ml/d) input as +ve 2047-48: 0.40332; Gains in Water Available For Use / Savings in Demand under the selected programme (Ml/d) input as +ve 2048-49: 0.40367; Gains in Water Available For Use / Savings in Demand under the selected programme (Ml/d) input as +ve 2049-50: 0.40399
52dA | Drought - water reuse restrictions | Droughtmeas1 | Drought - water reuse restrictions | Customer Options | N | Ofwat Core | ESWHRT | Ml/d | 2 | Gains in Water Available For Use / Savings in Demand under the selected programme (Ml/d) input as +ve 2021-22: 0.43328; Gains in Water Available For Use / Savings in Demand under the selected programme (Ml/d) input as +ve 2022-23: 0.43938; Gains in Water Available For Use / Savings in Demand under the selected programme (Ml/d) input as +ve 2023-24: 0.43024; Gains in Water Available For Use / Savings in Demand under the selected programme (Ml/d) input as +ve 2024-25: 0.41098; Gains in Water Available For Use / Savings in Demand under the selected programme (Ml/d) input as +ve 2025-26: 0.38029; Gains in Water Available For Use / Savings in Demand under the selected programme (Ml/d) input as +ve 2026-27: 0.36024; Gains in Water Available For Use / Savings in Demand under the selected programme (Ml/d) input as +ve 2027-28: 0.36984; Gains in Water Available For Use / Savings in Demand under the selected programme (Ml/d) input as +ve 2028-29: 0.37022; Gains in Water Available For Use / Savings in Demand under the selected programme (Ml/d) input as +ve 2029-30: 0.36916; Gains in Water Available For Use / Savings in Demand under the selected programme (Ml/d) input as +ve 2030-31: 0.36792; Gains in Water Available For Use / Savings in Demand under the selected programme (Ml/d) input as +ve 2031-32: 0.36626; Gains in Water Available For Use / Savings in Demand under the selected programme (Ml/d) input as +ve 2032-33: 0.36429; Gains in Water Available For Use / Savings in Demand under the selected programme (Ml/d) input as +ve 2033-34: 0.36129; Gains in Water Available For Use / Savings in Demand under the selected programme (Ml/d) input as +ve 2034-35: 0.35837; Gains in Water Available For Use / Savings in Demand under the selected programme (Ml/d) input as +ve 2035-36: 0.35572; Gains in Water Available For Use / Savings in Demand under the selected programme (Ml/d) input as +ve 2036-37: 0.35311; Gains in Water Available For Use / Savings in Demand under the selected programme (Ml/d) input as +ve 2037-38: 0.35056; Gains in Water Available For Use / Savings in Demand under the selected programme (Ml/d) input as +ve 2038-39: 0.34806; Gains in Water Available For Use / Savings in Demand under the selected programme (Ml/d) input as +ve 2039-40: 0.34533; Gains in Water Available For Use / Savings in Demand under the selected programme (Ml/d) input as +ve 2040-41: 0.34225; Gains in Water Available For Use / Savings in Demand under the selected programme (Ml/d) input as +ve 2041-42: 0.33949; Gains in Water Available For Use / Savings in Demand under the selected programme (Ml/d) input as +ve 2042-43: 0.33691; Gains in Water Available For Use / Savings in Demand under the selected programme (Ml/d) input as +ve 2043-44: 0.33568; Gains in Water Available For Use / Savings in Demand under the selected programme (Ml/d) input as +ve 2044-45: 0.33677; Gains in Water Available For Use / Savings in Demand under the selected programme (Ml/d) input as +ve 2045-46: 0.3378; Gains in Water Available For Use / Savings in Demand under the selected programme (Ml/d) input as +ve 2046-47: 0.33891; Gains in Water Available For Use / Savings in Demand under the selected programme (Ml/d) input as +ve 2047-48: 0.34008; Gains in Water Available For Use / Savings in Demand under the selected programme (Ml/d) input as +ve 2048-49: 0.34134; Gains in Water Available For Use / Savings in Demand under the selected programme (Ml/d) input as +ve 2049-50: 0.34261
52dA | Drought - water reuse restrictions | Droughtmeas1 | Drought - water reuse restrictions | Customer Options | N | Ofwat Core | ESWNCT | Ml/d | 2 | Gains in Water Available For Use / Savings in Demand under the selected programme (Ml/d) input as +ve 2021-22: 3.5005; Gains in Water Available For Use / Savings in Demand under the selected programme (Ml/d) input as +ve 2022-23: 3.3745; Gains in Water Available For Use / Savings in Demand under the selected programme (Ml/d) input as +ve 2023-24: 3.3592; Gains in Water Available For Use / Savings in Demand under the selected programme (Ml/d) input as +ve 2024-25: 3.3113; Gains in Water Available For Use / Savings in Demand under the selected programme (Ml/d) input as +ve 2025-26: 3.2076; Gains in Water Available For Use / Savings in Demand under the selected programme (Ml/d) input as +ve 2026-27: 3.0983; Gains in Water Available For Use / Savings in Demand under the selected programme (Ml/d) input as +ve 2027-28: 2.906; Gains in Water Available For Use / Savings in Demand under the selected programme (Ml/d) input as +ve 2028-29: 2.7169; Gains in Water Available For Use / Savings in Demand under the selected programme (Ml/d) input as +ve 2029-30: 2.5889; Gains in Water Available For Use / Savings in Demand under the selected programme (Ml/d) input as +ve 2030-31: 2.5427; Gains in Water Available For Use / Savings in Demand under the selected programme (Ml/d) input as +ve 2031-32: 2.5267; Gains in Water Available For Use / Savings in Demand under the selected programme (Ml/d) input as +ve 2032-33: 2.4997; Gains in Water Available For Use / Savings in Demand under the selected programme (Ml/d) input as +ve 2033-34: 2.4666; Gains in Water Available For Use / Savings in Demand under the selected programme (Ml/d) input as +ve 2034-35: 2.4456; Gains in Water Available For Use / Savings in Demand under the selected programme (Ml/d) input as +ve 2035-36: 2.43; Gains in Water Available For Use / Savings in Demand under the selected programme (Ml/d) input as +ve 2036-37: 2.4149; Gains in Water Available For Use / Savings in Demand under the selected programme (Ml/d) input as +ve 2037-38: 2.4; Gains in Water Available For Use / Savings in Demand under the selected programme (Ml/d) input as +ve 2038-39: 2.3863; Gains in Water Available For Use / Savings in Demand under the selected programme (Ml/d) input as +ve 2039-40: 2.3734; Gains in Water Available For Use / Savings in Demand under the selected programme (Ml/d) input as +ve 2040-41: 2.358; Gains in Water Available For Use / Savings in Demand under the selected programme (Ml/d) input as +ve 2041-42: 2.3452; Gains in Water Available For Use / Savings in Demand under the selected programme (Ml/d) input as +ve 2042-43: 2.3336; Gains in Water Available For Use / Savings in Demand under the selected programme (Ml/d) input as +ve 2043-44: 2.3319; Gains in Water Available For Use / Savings in Demand under the selected programme (Ml/d) input as +ve 2044-45: 2.3303; Gains in Water Available For Use / Savings in Demand under the selected programme (Ml/d) input as +ve 2045-46: 2.3286; Gains in Water Available For Use / Savings in Demand under the selected programme (Ml/d) input as +ve 2046-47: 2.3274; Gains in Water Available For Use / Savings in Demand under the selected programme (Ml/d) input as +ve 2047-48: 2.326; Gains in Water Available For Use / Savings in Demand under the selected programme (Ml/d) input as +ve 2048-49: 2.3248; Gains in Water Available For Use / Savings in Demand under the selected programme (Ml/d) input as +ve 2049-50: 2.3231
52dA | Drought - water reuse restrictions | Droughtmeas1 | Drought - water reuse restrictions | Customer Options | N | Habs Regs SR | ESWESX | Ml/d | 2 | Gains in Water Available For Use / Savings in Demand under the selected programme (Ml/d) input as +ve 2021-22: 16; Gains in Water Available For Use / Savings in Demand under the selected programme (Ml/d) input as +ve 2022-23: 16; Gains in Water Available For Use / Savings in Demand under the selected programme (Ml/d) input as +ve 2023-24: 16; Gains in Water Available For Use / Savings in Demand under the selected programme (Ml/d) input as +ve 2024-25: 16; Gains in Water Available For Use / Savings in Demand under the selected programme (Ml/d) input as +ve 2025-26: 16; Gains in Water Available For Use / Savings in Demand under the selected programme (Ml/d) input as +ve 2026-27: 16; Gains in Water Available For Use / Savings in Demand under the selected programme (Ml/d) input as +ve 2027-28: 16; Gains in Water Available For Use / Savings in Demand under the selected programme (Ml/d) input as +ve 2028-29: 12; Gains in Water Available For Use / Savings in Demand under the selected programme (Ml/d) input as +ve 2029-30: 12; Gains in Water Available For Use / Savings in Demand under the selected programme (Ml/d) input as +ve 2030-31: 12; Gains in Water Available For Use / Savings in Demand under the selected programme (Ml/d) input as +ve 2031-32: 12; Gains in Water Available For Use / Savings in Demand under the selected programme (Ml/d) input as +ve 2032-33: 12; Gains in Water Available For Use / Savings in Demand under the selected programme (Ml/d) input as +ve 2033-34: 12; Gains in Water Available For Use / Savings in Demand under the selected programme (Ml/d) input as +ve 2034-35: 12; Gains in Water Available For Use / Savings in Demand under the selected programme (Ml/d) input as +ve 2035-36: 12; Gains in Water Available For Use / Savings in Demand under the selected programme (Ml/d) input as +ve 2036-37: 12; Gains in Water Available For Use / Savings in Demand under the selected programme (Ml/d) input as +ve 2037-38: 12; Gains in Water Available For Use / Savings in Demand under the selected programme (Ml/d) input as +ve 2038-39: 12; Gains in Water Available For Use / Savings in Demand under the selected programme (Ml/d) input as +ve 2039-40: 12; Gains in Water Available For Use / Savings in Demand under the selected programme (Ml/d) input as +ve 2040-41: 12; Gains in Water Available For Use / Savings in Demand under the selected programme (Ml/d) input as +ve 2041-42: 12; Gains in Water Available For Use / Savings in Demand under the selected programme (Ml/d) input as +ve 2042-43: 12; Gains in Water Available For Use / Savings in Demand under the selected programme (Ml/d) input as +ve 2043-44: 12; Gains in Water Available For Use / Savings in Demand under the selected programme (Ml/d) input as +ve 2044-45: 12; Gains in Water Available For Use / Savings in Demand under the selected programme (Ml/d) input as +ve 2045-46: 12; Gains in Water Available For Use / Savings in Demand under the selected programme (Ml/d) input as +ve 2046-47: 12; Gains in Water Available For Use / Savings in Demand under the selected programme (Ml/d) input as +ve 2047-48: 12; Gains in Water Available For Use / Savings in Demand under the selected programme (Ml/d) input as +ve 2048-49: 12; Gains in Water Available For Use / Savings in Demand under the selected programme (Ml/d) input as +ve 2049-50: 12
52dA | Drought - water reuse restrictions | Droughtmeas1 | Drought - water reuse restrictions | Customer Options | N | Habs Regs SR | ESWBLY | Ml/d | 2 | Gains in Water Available For Use / Savings in Demand under the selected programme (Ml/d) input as +ve 2021-22: 0.56197; Gains in Water Available For Use / Savings in Demand under the selected programme (Ml/d) input as +ve 2022-23: 0.56099; Gains in Water Available For Use / Savings in Demand under the selected programme (Ml/d) input as +ve 2023-24: 0.54042; Gains in Water Available For Use / Savings in Demand under the selected programme (Ml/d) input as +ve 2024-25: 0.53106; Gains in Water Available For Use / Savings in Demand under the selected programme (Ml/d) input as +ve 2025-26: 0.51871; Gains in Water Available For Use / Savings in Demand under the selected programme (Ml/d) input as +ve 2026-27: 0.51532; Gains in Water Available For Use / Savings in Demand under the selected programme (Ml/d) input as +ve 2027-28: 0.51222; Gains in Water Available For Use / Savings in Demand under the selected programme (Ml/d) input as +ve 2028-29: 0.50318; Gains in Water Available For Use / Savings in Demand under the selected programme (Ml/d) input as +ve 2029-30: 0.47918; Gains in Water Available For Use / Savings in Demand under the selected programme (Ml/d) input as +ve 2030-31: 0.45092; Gains in Water Available For Use / Savings in Demand under the selected programme (Ml/d) input as +ve 2031-32: 0.43694; Gains in Water Available For Use / Savings in Demand under the selected programme (Ml/d) input as +ve 2032-33: 0.43107; Gains in Water Available For Use / Savings in Demand under the selected programme (Ml/d) input as +ve 2033-34: 0.42394; Gains in Water Available For Use / Savings in Demand under the selected programme (Ml/d) input as +ve 2034-35: 0.41696; Gains in Water Available For Use / Savings in Demand under the selected programme (Ml/d) input as +ve 2035-36: 0.41503; Gains in Water Available For Use / Savings in Demand under the selected programme (Ml/d) input as +ve 2036-37: 0.41322; Gains in Water Available For Use / Savings in Demand under the selected programme (Ml/d) input as +ve 2037-38: 0.41154; Gains in Water Available For Use / Savings in Demand under the selected programme (Ml/d) input as +ve 2038-39: 0.41002; Gains in Water Available For Use / Savings in Demand under the selected programme (Ml/d) input as +ve 2039-40: 0.40827; Gains in Water Available For Use / Savings in Demand under the selected programme (Ml/d) input as +ve 2040-41: 0.40586; Gains in Water Available For Use / Savings in Demand under the selected programme (Ml/d) input as +ve 2041-42: 0.40406; Gains in Water Available For Use / Savings in Demand under the selected programme (Ml/d) input as +ve 2042-43: 0.40246; Gains in Water Available For Use / Savings in Demand under the selected programme (Ml/d) input as +ve 2043-44: 0.40253; Gains in Water Available For Use / Savings in Demand under the selected programme (Ml/d) input as +ve 2044-45: 0.40266; Gains in Water Available For Use / Savings in Demand under the selected programme (Ml/d) input as +ve 2045-46: 0.40279; Gains in Water Available For Use / Savings in Demand under the selected programme (Ml/d) input as +ve 2046-47: 0.40305; Gains in Water Available For Use / Savings in Demand under the selected programme (Ml/d) input as +ve 2047-48: 0.40332; Gains in Water Available For Use / Savings in Demand under the selected programme (Ml/d) input as +ve 2048-49: 0.40367; Gains in Water Available For Use / Savings in Demand under the selected programme (Ml/d) input as +ve 2049-50: 0.40399
52dA | Drought - water reuse restrictions | Droughtmeas1 | Drought - water reuse restrictions | Customer Options | N | Habs Regs SR | ESWHRT | Ml/d | 2 | Gains in Water Available For Use / Savings in Demand under the selected programme (Ml/d) input as +ve 2021-22: 0.43328; Gains in Water Available For Use / Savings in Demand under the selected programme (Ml/d) input as +ve 2022-23: 0.43938; Gains in Water Available For Use / Savings in Demand under the selected programme (Ml/d) input as +ve 2023-24: 0.43024; Gains in Water Available For Use / Savings in Demand under the selected programme (Ml/d) input as +ve 2024-25: 0.41098; Gains in Water Available For Use / Savings in Demand under the selected programme (Ml/d) input as +ve 2025-26: 0.38029; Gains in Water Available For Use / Savings in Demand under the selected programme (Ml/d) input as +ve 2026-27: 0.36024; Gains in Water Available For Use / Savings in Demand under the selected programme (Ml/d) input as +ve 2027-28: 0.36984; Gains in Water Available For Use / Savings in Demand under the selected programme (Ml/d) input as +ve 2028-29: 0.37022; Gains in Water Available For Use / Savings in Demand under the selected programme (Ml/d) input as +ve 2029-30: 0.36916; Gains in Water Available For Use / Savings in Demand under the selected programme (Ml/d) input as +ve 2030-31: 0.36792; Gains in Water Available For Use / Savings in Demand under the selected programme (Ml/d) input as +ve 2031-32: 0.36626; Gains in Water Available For Use / Savings in Demand under the selected programme (Ml/d) input as +ve 2032-33: 0.36429; Gains in Water Available For Use / Savings in Demand under the selected programme (Ml/d) input as +ve 2033-34: 0.36129; Gains in Water Available For Use / Savings in Demand under the selected programme (Ml/d) input as +ve 2034-35: 0.35837; Gains in Water Available For Use / Savings in Demand under the selected programme (Ml/d) input as +ve 2035-36: 0.35572; Gains in Water Available For Use / Savings in Demand under the selected programme (Ml/d) input as +ve 2036-37: 0.35311; Gains in Water Available For Use / Savings in Demand under the selected programme (Ml/d) input as +ve 2037-38: 0.35056; Gains in Water Available For Use / Savings in Demand under the selected programme (Ml/d) input as +ve 2038-39: 0.34806; Gains in Water Available For Use / Savings in Demand under the selected programme (Ml/d) input as +ve 2039-40: 0.34533; Gains in Water Available For Use / Savings in Demand under the selected programme (Ml/d) input as +ve 2040-41: 0.34225; Gains in Water Available For Use / Savings in Demand under the selected programme (Ml/d) input as +ve 2041-42: 0.33949; Gains in Water Available For Use / Savings in Demand under the selected programme (Ml/d) input as +ve 2042-43: 0.33691; Gains in Water Available For Use / Savings in Demand under the selected programme (Ml/d) input as +ve 2043-44: 0.33568; Gains in Water Available For Use / Savings in Demand under the selected programme (Ml/d) input as +ve 2044-45: 0.33677; Gains in Water Available For Use / Savings in Demand under the selected programme (Ml/d) input as +ve 2045-46: 0.3378; Gains in Water Available For Use / Savings in Demand under the selected programme (Ml/d) input as +ve 2046-47: 0.33891; Gains in Water Available For Use / Savings in Demand under the selected programme (Ml/d) input as +ve 2047-48: 0.34008; Gains in Water Available For Use / Savings in Demand under the selected programme (Ml/d) input as +ve 2048-49: 0.34134; Gains in Water Available For Use / Savings in Demand under the selected programme (Ml/d) input as +ve 2049-50: 0.34261
52dA | Drought - water reuse restrictions | Droughtmeas1 | Drought - water reuse restrictions | Customer Options | N | Habs Regs SR | ESWNCT | Ml/d | 2 | Gains in Water Available For Use / Savings in Demand under the selected programme (Ml/d) input as +ve 2021-22: 3.5005; Gains in Water Available For Use / Savings in Demand under the selected programme (Ml/d) input as +ve 2022-23: 3.3745; Gains in Water Available For Use / Savings in Demand under the selected programme (Ml/d) input as +ve 2023-24: 3.3592; Gains in Water Available For Use / Savings in Demand under the selected programme (Ml/d) input as +ve 2024-25: 3.3113; Gains in Water Available For Use / Savings in Demand under the selected programme (Ml/d) input as +ve 2025-26: 3.2076; Gains in Water Available For Use / Savings in Demand under the selected programme (Ml/d) input as +ve 2026-27: 3.0983; Gains in Water Available For Use / Savings in Demand under the selected programme (Ml/d) input as +ve 2027-28: 2.906; Gains in Water Available For Use / Savings in Demand under the selected programme (Ml/d) input as +ve 2028-29: 2.7169; Gains in Water Available For Use / Savings in Demand under the selected programme (Ml/d) input as +ve 2029-30: 2.5889; Gains in Water Available For Use / Savings in Demand under the selected programme (Ml/d) input as +ve 2030-31: 2.5427; Gains in Water Available For Use / Savings in Demand under the selected programme (Ml/d) input as +ve 2031-32: 2.5267; Gains in Water Available For Use / Savings in Demand under the selected programme (Ml/d) input as +ve 2032-33: 2.4997; Gains in Water Available For Use / Savings in Demand under the selected programme (Ml/d) input as +ve 2033-34: 2.4666; Gains in Water Available For Use / Savings in Demand under the selected programme (Ml/d) input as +ve 2034-35: 2.4456; Gains in Water Available For Use / Savings in Demand under the selected programme (Ml/d) input as +ve 2035-36: 2.43; Gains in Water Available For Use / Savings in Demand under the selected programme (Ml/d) input as +ve 2036-37: 2.4149; Gains in Water Available For Use / Savings in Demand under the selected programme (Ml/d) input as +ve 2037-38: 2.4; Gains in Water Available For Use / Savings in Demand under the selected programme (Ml/d) input as +ve 2038-39: 2.3863; Gains in Water Available For Use / Savings in Demand under the selected programme (Ml/d) input as +ve 2039-40: 2.3734; Gains in Water Available For Use / Savings in Demand under the selected programme (Ml/d) input as +ve 2040-41: 2.358; Gains in Water Available For Use / Savings in Demand under the selected programme (Ml/d) input as +ve 2041-42: 2.3452; Gains in Water Available For Use / Savings in Demand under the selected programme (Ml/d) input as +ve 2042-43: 2.3336; Gains in Water Available For Use / Savings in Demand under the selected programme (Ml/d) input as +ve 2043-44: 2.3319; Gains in Water Available For Use / Savings in Demand under the selected programme (Ml/d) input as +ve 2044-45: 2.3303; Gains in Water Available For Use / Savings in Demand under the selected programme (Ml/d) input as +ve 2045-46: 2.3286; Gains in Water Available For Use / Savings in Demand under the selected programme (Ml/d) input as +ve 2046-47: 2.3274; Gains in Water Available For Use / Savings in Demand under the selected programme (Ml/d) input as +ve 2047-48: 2.326; Gains in Water Available For Use / Savings in Demand under the selected programme (Ml/d) input as +ve 2048-49: 2.3248; Gains in Water Available For Use / Savings in Demand under the selected programme (Ml/d) input as +ve 2049-50: 2.3231
52dA | Drought - water reuse restrictions | Droughtmeas1 | Drought - water reuse restrictions | Customer Options | N | North Suffolk Reservoir | ESWESX | Ml/d | 2 | Gains in Water Available For Use / Savings in Demand under the selected programme (Ml/d) input as +ve 2021-22: 16; Gains in Water Available For Use / Savings in Demand under the selected programme (Ml/d) input as +ve 2022-23: 16; Gains in Water Available For Use / Savings in Demand under the selected programme (Ml/d) input as +ve 2023-24: 16; Gains in Water Available For Use / Savings in Demand under the selected programme (Ml/d) input as +ve 2024-25: 16; Gains in Water Available For Use / Savings in Demand under the selected programme (Ml/d) input as +ve 2025-26: 16; Gains in Water Available For Use / Savings in Demand under the selected programme (Ml/d) input as +ve 2026-27: 16; Gains in Water Available For Use / Savings in Demand under the selected programme (Ml/d) input as +ve 2027-28: 16; Gains in Water Available For Use / Savings in Demand under the selected programme (Ml/d) input as +ve 2028-29: 12; Gains in Water Available For Use / Savings in Demand under the selected programme (Ml/d) input as +ve 2029-30: 12; Gains in Water Available For Use / Savings in Demand under the selected programme (Ml/d) input as +ve 2030-31: 12; Gains in Water Available For Use / Savings in Demand under the selected programme (Ml/d) input as +ve 2031-32: 12; Gains in Water Available For Use / Savings in Demand under the selected programme (Ml/d) input as +ve 2032-33: 12; Gains in Water Available For Use / Savings in Demand under the selected programme (Ml/d) input as +ve 2033-34: 12; Gains in Water Available For Use / Savings in Demand under the selected programme (Ml/d) input as +ve 2034-35: 12; Gains in Water Available For Use / Savings in Demand under the selected programme (Ml/d) input as +ve 2035-36: 12; Gains in Water Available For Use / Savings in Demand under the selected programme (Ml/d) input as +ve 2036-37: 12; Gains in Water Available For Use / Savings in Demand under the selected programme (Ml/d) input as +ve 2037-38: 12; Gains in Water Available For Use / Savings in Demand under the selected programme (Ml/d) input as +ve 2038-39: 12; Gains in Water Available For Use / Savings in Demand under the selected programme (Ml/d) input as +ve 2039-40: 12; Gains in Water Available For Use / Savings in Demand under the selected programme (Ml/d) input as +ve 2040-41: 12; Gains in Water Available For Use / Savings in Demand under the selected programme (Ml/d) input as +ve 2041-42: 12; Gains in Water Available For Use / Savings in Demand under the selected programme (Ml/d) input as +ve 2042-43: 12; Gains in Water Available For Use / Savings in Demand under the selected programme (Ml/d) input as +ve 2043-44: 12; Gains in Water Available For Use / Savings in Demand under the selected programme (Ml/d) input as +ve 2044-45: 12; Gains in Water Available For Use / Savings in Demand under the selected programme (Ml/d) input as +ve 2045-46: 12; Gains in Water Available For Use / Savings in Demand under the selected programme (Ml/d) input as +ve 2046-47: 12; Gains in Water Available For Use / Savings in Demand under the selected programme (Ml/d) input as +ve 2047-48: 12; Gains in Water Available For Use / Savings in Demand under the selected programme (Ml/d) input as +ve 2048-49: 12; Gains in Water Available For Use / Savings in Demand under the selected programme (Ml/d) input as +ve 2049-50: 12
52dA | Drought - water reuse restrictions | Droughtmeas1 | Drought - water reuse restrictions | Customer Options | N | North Suffolk Reservoir | ESWBLY | Ml/d | 2 | Gains in Water Available For Use / Savings in Demand under the selected programme (Ml/d) input as +ve 2021-22: 0.56197; Gains in Water Available For Use / Savings in Demand under the selected programme (Ml/d) input as +ve 2022-23: 0.56099; Gains in Water Available For Use / Savings in Demand under the selected programme (Ml/d) input as +ve 2023-24: 0.54042; Gains in Water Available For Use / Savings in Demand under the selected programme (Ml/d) input as +ve 2024-25: 0.53106; Gains in Water Available For Use / Savings in Demand under the selected programme (Ml/d) input as +ve 2025-26: 0.51871; Gains in Water Available For Use / Savings in Demand under the selected programme (Ml/d) input as +ve 2026-27: 0.51532; Gains in Water Available For Use / Savings in Demand under the selected programme (Ml/d) input as +ve 2027-28: 0.51222; Gains in Water Available For Use / Savings in Demand under the selected programme (Ml/d) input as +ve 2028-29: 0.50318; Gains in Water Available For Use / Savings in Demand under the selected programme (Ml/d) input as +ve 2029-30: 0.47918; Gains in Water Available For Use / Savings in Demand under the selected programme (Ml/d) input as +ve 2030-31: 0.45092; Gains in Water Available For Use / Savings in Demand under the selected programme (Ml/d) input as +ve 2031-32: 0.43694; Gains in Water Available For Use / Savings in Demand under the selected programme (Ml/d) input as +ve 2032-33: 0.43107; Gains in Water Available For Use / Savings in Demand under the selected programme (Ml/d) input as +ve 2033-34: 0.42394; Gains in Water Available For Use / Savings in Demand under the selected programme (Ml/d) input as +ve 2034-35: 0.41696; Gains in Water Available For Use / Savings in Demand under the selected programme (Ml/d) input as +ve 2035-36: 0.41503; Gains in Water Available For Use / Savings in Demand under the selected programme (Ml/d) input as +ve 2036-37: 0.41322; Gains in Water Available For Use / Savings in Demand under the selected programme (Ml/d) input as +ve 2037-38: 0.41154; Gains in Water Available For Use / Savings in Demand under the selected programme (Ml/d) input as +ve 2038-39: 0.41002; Gains in Water Available For Use / Savings in Demand under the selected programme (Ml/d) input as +ve 2039-40: 0.40827; Gains in Water Available For Use / Savings in Demand under the selected programme (Ml/d) input as +ve 2040-41: 0.40586; Gains in Water Available For Use / Savings in Demand under the selected programme (Ml/d) input as +ve 2041-42: 0.40406; Gains in Water Available For Use / Savings in Demand under the selected programme (Ml/d) input as +ve 2042-43: 0.40246; Gains in Water Available For Use / Savings in Demand under the selected programme (Ml/d) input as +ve 2043-44: 0.40253; Gains in Water Available For Use / Savings in Demand under the selected programme (Ml/d) input as +ve 2044-45: 0.40266; Gains in Water Available For Use / Savings in Demand under the selected programme (Ml/d) input as +ve 2045-46: 0.40279; Gains in Water Available For Use / Savings in Demand under the selected programme (Ml/d) input as +ve 2046-47: 0.40305; Gains in Water Available For Use / Savings in Demand under the selected programme (Ml/d) input as +ve 2047-48: 0.40332; Gains in Water Available For Use / Savings in Demand under the selected programme (Ml/d) input as +ve 2048-49: 0.40367; Gains in Water Available For Use / Savings in Demand under the selected programme (Ml/d) input as +ve 2049-50: 0.40399
52dA | Drought - water reuse restrictions | Droughtmeas1 | Drought - water reuse restrictions | Customer Options | N | North Suffolk Reservoir | ESWHRT | Ml/d | 2 | Gains in Water Available For Use / Savings in Demand under the selected programme (Ml/d) input as +ve 2021-22: 0.43328; Gains in Water Available For Use / Savings in Demand under the selected programme (Ml/d) input as +ve 2022-23: 0.43938; Gains in Water Available For Use / Savings in Demand under the selected programme (Ml/d) input as +ve 2023-24: 0.43024; Gains in Water Available For Use / Savings in Demand under the selected programme (Ml/d) input as +ve 2024-25: 0.41098; Gains in Water Available For Use / Savings in Demand under the selected programme (Ml/d) input as +ve 2025-26: 0.38029; Gains in Water Available For Use / Savings in Demand under the selected programme (Ml/d) input as +ve 2026-27: 0.36024; Gains in Water Available For Use / Savings in Demand under the selected programme (Ml/d) input as +ve 2027-28: 0.36984; Gains in Water Available For Use / Savings in Demand under the selected programme (Ml/d) input as +ve 2028-29: 0.37022; Gains in Water Available For Use / Savings in Demand under the selected programme (Ml/d) input as +ve 2029-30: 0.36916; Gains in Water Available For Use / Savings in Demand under the selected programme (Ml/d) input as +ve 2030-31: 0.36792; Gains in Water Available For Use / Savings in Demand under the selected programme (Ml/d) input as +ve 2031-32: 0.36626; Gains in Water Available For Use / Savings in Demand under the selected programme (Ml/d) input as +ve 2032-33: 0.36429; Gains in Water Available For Use / Savings in Demand under the selected programme (Ml/d) input as +ve 2033-34: 0.36129; Gains in Water Available For Use / Savings in Demand under the selected programme (Ml/d) input as +ve 2034-35: 0.35837; Gains in Water Available For Use / Savings in Demand under the selected programme (Ml/d) input as +ve 2035-36: 0.35572; Gains in Water Available For Use / Savings in Demand under the selected programme (Ml/d) input as +ve 2036-37: 0.35311; Gains in Water Available For Use / Savings in Demand under the selected programme (Ml/d) input as +ve 2037-38: 0.35056; Gains in Water Available For Use / Savings in Demand under the selected programme (Ml/d) input as +ve 2038-39: 0.34806; Gains in Water Available For Use / Savings in Demand under the selected programme (Ml/d) input as +ve 2039-40: 0.34533; Gains in Water Available For Use / Savings in Demand under the selected programme (Ml/d) input as +ve 2040-41: 0.34225; Gains in Water Available For Use / Savings in Demand under the selected programme (Ml/d) input as +ve 2041-42: 0.33949; Gains in Water Available For Use / Savings in Demand under the selected programme (Ml/d) input as +ve 2042-43: 0.33691; Gains in Water Available For Use / Savings in Demand under the selected programme (Ml/d) input as +ve 2043-44: 0.33568; Gains in Water Available For Use / Savings in Demand under the selected programme (Ml/d) input as +ve 2044-45: 0.33677; Gains in Water Available For Use / Savings in Demand under the selected programme (Ml/d) input as +ve 2045-46: 0.3378; Gains in Water Available For Use / Savings in Demand under the selected programme (Ml/d) input as +ve 2046-47: 0.33891; Gains in Water Available For Use / Savings in Demand under the selected programme (Ml/d) input as +ve 2047-48: 0.34008; Gains in Water Available For Use / Savings in Demand under the selected programme (Ml/d) input as +ve 2048-49: 0.34134; Gains in Water Available For Use / Savings in Demand under the selected programme (Ml/d) input as +ve 2049-50: 0.34261
52dA | Drought - water reuse restrictions | Droughtmeas1 | Drought - water reuse restrictions | Customer Options | N | North Suffolk Reservoir | ESWNCT | Ml/d | 2 | Gains in Water Available For Use / Savings in Demand under the selected programme (Ml/d) input as +ve 2021-22: 3.5005; Gains in Water Available For Use / Savings in Demand under the selected programme (Ml/d) input as +ve 2022-23: 3.3745; Gains in Water Available For Use / Savings in Demand under the selected programme (Ml/d) input as +ve 2023-24: 3.3592; Gains in Water Available For Use / Savings in Demand under the selected programme (Ml/d) input as +ve 2024-25: 3.3113; Gains in Water Available For Use / Savings in Demand under the selected programme (Ml/d) input as +ve 2025-26: 3.2076; Gains in Water Available For Use / Savings in Demand under the selected programme (Ml/d) input as +ve 2026-27: 3.0983; Gains in Water Available For Use / Savings in Demand under the selected programme (Ml/d) input as +ve 2027-28: 2.906; Gains in Water Available For Use / Savings in Demand under the selected programme (Ml/d) input as +ve 2028-29: 2.7169; Gains in Water Available For Use / Savings in Demand under the selected programme (Ml/d) input as +ve 2029-30: 2.5889; Gains in Water Available For Use / Savings in Demand under the selected programme (Ml/d) input as +ve 2030-31: 2.5427; Gains in Water Available For Use / Savings in Demand under the selected programme (Ml/d) input as +ve 2031-32: 2.5267; Gains in Water Available For Use / Savings in Demand under the selected programme (Ml/d) input as +ve 2032-33: 2.4997; Gains in Water Available For Use / Savings in Demand under the selected programme (Ml/d) input as +ve 2033-34: 2.4666; Gains in Water Available For Use / Savings in Demand under the selected programme (Ml/d) input as +ve 2034-35: 2.4456; Gains in Water Available For Use / Savings in Demand under the selected programme (Ml/d) input as +ve 2035-36: 2.43; Gains in Water Available For Use / Savings in Demand under the selected programme (Ml/d) input as +ve 2036-37: 2.4149; Gains in Water Available For Use / Savings in Demand under the selected programme (Ml/d) input as +ve 2037-38: 2.4; Gains in Water Available For Use / Savings in Demand under the selected programme (Ml/d) input as +ve 2038-39: 2.3863; Gains in Water Available For Use / Savings in Demand under the selected programme (Ml/d) input as +ve 2039-40: 2.3734; Gains in Water Available For Use / Savings in Demand under the selected programme (Ml/d) input as +ve 2040-41: 2.358; Gains in Water Available For Use / Savings in Demand under the selected programme (Ml/d) input as +ve 2041-42: 2.3452; Gains in Water Available For Use / Savings in Demand under the selected programme (Ml/d) input as +ve 2042-43: 2.3336; Gains in Water Available For Use / Savings in Demand under the selected programme (Ml/d) input as +ve 2043-44: 2.3319; Gains in Water Available For Use / Savings in Demand under the selected programme (Ml/d) input as +ve 2044-45: 2.3303; Gains in Water Available For Use / Savings in Demand under the selected programme (Ml/d) input as +ve 2045-46: 2.3286; Gains in Water Available For Use / Savings in Demand under the selected programme (Ml/d) input as +ve 2046-47: 2.3274; Gains in Water Available For Use / Savings in Demand under the selected programme (Ml/d) input as +ve 2047-48: 2.326; Gains in Water Available For Use / Savings in Demand under the selected programme (Ml/d) input as +ve 2048-49: 2.3248; Gains in Water Available For Use / Savings in Demand under the selected programme (Ml/d) input as +ve 2049-50: 2.3231
52dA | Drought - water reuse restrictions | Droughtmeas1 | Drought - water reuse restrictions | Customer Options | N | High PCC | ESWESX | Ml/d | 2 | Gains in Water Available For Use / Savings in Demand under the selected programme (Ml/d) input as +ve 2021-22: 16; Gains in Water Available For Use / Savings in Demand under the selected programme (Ml/d) input as +ve 2022-23: 16; Gains in Water Available For Use / Savings in Demand under the selected programme (Ml/d) input as +ve 2023-24: 16; Gains in Water Available For Use / Savings in Demand under the selected programme (Ml/d) input as +ve 2024-25: 16; Gains in Water Available For Use / Savings in Demand under the selected programme (Ml/d) input as +ve 2025-26: 16; Gains in Water Available For Use / Savings in Demand under the selected programme (Ml/d) input as +ve 2026-27: 16; Gains in Water Available For Use / Savings in Demand under the selected programme (Ml/d) input as +ve 2027-28: 16; Gains in Water Available For Use / Savings in Demand under the selected programme (Ml/d) input as +ve 2028-29: 12; Gains in Water Available For Use / Savings in Demand under the selected programme (Ml/d) input as +ve 2029-30: 12; Gains in Water Available For Use / Savings in Demand under the selected programme (Ml/d) input as +ve 2030-31: 12; Gains in Water Available For Use / Savings in Demand under the selected programme (Ml/d) input as +ve 2031-32: 12; Gains in Water Available For Use / Savings in Demand under the selected programme (Ml/d) input as +ve 2032-33: 12; Gains in Water Available For Use / Savings in Demand under the selected programme (Ml/d) input as +ve 2033-34: 12; Gains in Water Available For Use / Savings in Demand under the selected programme (Ml/d) input as +ve 2034-35: 12; Gains in Water Available For Use / Savings in Demand under the selected programme (Ml/d) input as +ve 2035-36: 12; Gains in Water Available For Use / Savings in Demand under the selected programme (Ml/d) input as +ve 2036-37: 12; Gains in Water Available For Use / Savings in Demand under the selected programme (Ml/d) input as +ve 2037-38: 12; Gains in Water Available For Use / Savings in Demand under the selected programme (Ml/d) input as +ve 2038-39: 12; Gains in Water Available For Use / Savings in Demand under the selected programme (Ml/d) input as +ve 2039-40: 12; Gains in Water Available For Use / Savings in Demand under the selected programme (Ml/d) input as +ve 2040-41: 12; Gains in Water Available For Use / Savings in Demand under the selected programme (Ml/d) input as +ve 2041-42: 12; Gains in Water Available For Use / Savings in Demand under the selected programme (Ml/d) input as +ve 2042-43: 12; Gains in Water Available For Use / Savings in Demand under the selected programme (Ml/d) input as +ve 2043-44: 12; Gains in Water Available For Use / Savings in Demand under the selected programme (Ml/d) input as +ve 2044-45: 12; Gains in Water Available For Use / Savings in Demand under the selected programme (Ml/d) input as +ve 2045-46: 12; Gains in Water Available For Use / Savings in Demand under the selected programme (Ml/d) input as +ve 2046-47: 12; Gains in Water Available For Use / Savings in Demand under the selected programme (Ml/d) input as +ve 2047-48: 12; Gains in Water Available For Use / Savings in Demand under the selected programme (Ml/d) input as +ve 2048-49: 12; Gains in Water Available For Use / Savings in Demand under the selected programme (Ml/d) input as +ve 2049-50: 12
52dA | Drought - water reuse restrictions | Droughtmeas1 | Drought - water reuse restrictions | Customer Options | N | High PCC | ESWBLY | Ml/d | 2 | Gains in Water Available For Use / Savings in Demand under the selected programme (Ml/d) input as +ve 2021-22: 0.56197; Gains in Water Available For Use / Savings in Demand under the selected programme (Ml/d) input as +ve 2022-23: 0.56099; Gains in Water Available For Use / Savings in Demand under the selected programme (Ml/d) input as +ve 2023-24: 0.54042; Gains in Water Available For Use / Savings in Demand under the selected programme (Ml/d) input as +ve 2024-25: 0.53106; Gains in Water Available For Use / Savings in Demand under the selected programme (Ml/d) input as +ve 2025-26: 0.51871; Gains in Water Available For Use / Savings in Demand under the selected programme (Ml/d) input as +ve 2026-27: 0.51532; Gains in Water Available For Use / Savings in Demand under the selected programme (Ml/d) input as +ve 2027-28: 0.51222; Gains in Water Available For Use / Savings in Demand under the selected programme (Ml/d) input as +ve 2028-29: 0.50318; Gains in Water Available For Use / Savings in Demand under the selected programme (Ml/d) input as +ve 2029-30: 0.47918; Gains in Water Available For Use / Savings in Demand under the selected programme (Ml/d) input as +ve 2030-31: 0.45092; Gains in Water Available For Use / Savings in Demand under the selected programme (Ml/d) input as +ve 2031-32: 0.43694; Gains in Water Available For Use / Savings in Demand under the selected programme (Ml/d) input as +ve 2032-33: 0.43107; Gains in Water Available For Use / Savings in Demand under the selected programme (Ml/d) input as +ve 2033-34: 0.42394; Gains in Water Available For Use / Savings in Demand under the selected programme (Ml/d) input as +ve 2034-35: 0.41696; Gains in Water Available For Use / Savings in Demand under the selected programme (Ml/d) input as +ve 2035-36: 0.41503; Gains in Water Available For Use / Savings in Demand under the selected programme (Ml/d) input as +ve 2036-37: 0.41322; Gains in Water Available For Use / Savings in Demand under the selected programme (Ml/d) input as +ve 2037-38: 0.41154; Gains in Water Available For Use / Savings in Demand under the selected programme (Ml/d) input as +ve 2038-39: 0.41002; Gains in Water Available For Use / Savings in Demand under the selected programme (Ml/d) input as +ve 2039-40: 0.40827; Gains in Water Available For Use / Savings in Demand under the selected programme (Ml/d) input as +ve 2040-41: 0.40586; Gains in Water Available For Use / Savings in Demand under the selected programme (Ml/d) input as +ve 2041-42: 0.40406; Gains in Water Available For Use / Savings in Demand under the selected programme (Ml/d) input as +ve 2042-43: 0.40246; Gains in Water Available For Use / Savings in Demand under the selected programme (Ml/d) input as +ve 2043-44: 0.40253; Gains in Water Available For Use / Savings in Demand under the selected programme (Ml/d) input as +ve 2044-45: 0.40266; Gains in Water Available For Use / Savings in Demand under the selected programme (Ml/d) input as +ve 2045-46: 0.40279; Gains in Water Available For Use / Savings in Demand under the selected programme (Ml/d) input as +ve 2046-47: 0.40305; Gains in Water Available For Use / Savings in Demand under the selected programme (Ml/d) input as +ve 2047-48: 0.40332; Gains in Water Available For Use / Savings in Demand under the selected programme (Ml/d) input as +ve 2048-49: 0.40367; Gains in Water Available For Use / Savings in Demand under the selected programme (Ml/d) input as +ve 2049-50: 0.40399
52dA | Drought - water reuse restrictions | Droughtmeas1 | Drought - water reuse restrictions | Customer Options | N | High PCC | ESWHRT | Ml/d | 2 | Gains in Water Available For Use / Savings in Demand under the selected programme (Ml/d) input as +ve 2021-22: 0.43328; Gains in Water Available For Use / Savings in Demand under the selected programme (Ml/d) input as +ve 2022-23: 0.43938; Gains in Water Available For Use / Savings in Demand under the selected programme (Ml/d) input as +ve 2023-24: 0.43024; Gains in Water Available For Use / Savings in Demand under the selected programme (Ml/d) input as +ve 2024-25: 0.41098; Gains in Water Available For Use / Savings in Demand under the selected programme (Ml/d) input as +ve 2025-26: 0.38029; Gains in Water Available For Use / Savings in Demand under the selected programme (Ml/d) input as +ve 2026-27: 0.36024; Gains in Water Available For Use / Savings in Demand under the selected programme (Ml/d) input as +ve 2027-28: 0.36984; Gains in Water Available For Use / Savings in Demand under the selected programme (Ml/d) input as +ve 2028-29: 0.37022; Gains in Water Available For Use / Savings in Demand under the selected programme (Ml/d) input as +ve 2029-30: 0.36916; Gains in Water Available For Use / Savings in Demand under the selected programme (Ml/d) input as +ve 2030-31: 0.36792; Gains in Water Available For Use / Savings in Demand under the selected programme (Ml/d) input as +ve 2031-32: 0.36626; Gains in Water Available For Use / Savings in Demand under the selected programme (Ml/d) input as +ve 2032-33: 0.36429; Gains in Water Available For Use / Savings in Demand under the selected programme (Ml/d) input as +ve 2033-34: 0.36129; Gains in Water Available For Use / Savings in Demand under the selected programme (Ml/d) input as +ve 2034-35: 0.35837; Gains in Water Available For Use / Savings in Demand under the selected programme (Ml/d) input as +ve 2035-36: 0.35572; Gains in Water Available For Use / Savings in Demand under the selected programme (Ml/d) input as +ve 2036-37: 0.35311; Gains in Water Available For Use / Savings in Demand under the selected programme (Ml/d) input as +ve 2037-38: 0.35056; Gains in Water Available For Use / Savings in Demand under the selected programme (Ml/d) input as +ve 2038-39: 0.34806; Gains in Water Available For Use / Savings in Demand under the selected programme (Ml/d) input as +ve 2039-40: 0.34533; Gains in Water Available For Use / Savings in Demand under the selected programme (Ml/d) input as +ve 2040-41: 0.34225; Gains in Water Available For Use / Savings in Demand under the selected programme (Ml/d) input as +ve 2041-42: 0.33949; Gains in Water Available For Use / Savings in Demand under the selected programme (Ml/d) input as +ve 2042-43: 0.33691; Gains in Water Available For Use / Savings in Demand under the selected programme (Ml/d) input as +ve 2043-44: 0.33568; Gains in Water Available For Use / Savings in Demand under the selected programme (Ml/d) input as +ve 2044-45: 0.33677; Gains in Water Available For Use / Savings in Demand under the selected programme (Ml/d) input as +ve 2045-46: 0.3378; Gains in Water Available For Use / Savings in Demand under the selected programme (Ml/d) input as +ve 2046-47: 0.33891; Gains in Water Available For Use / Savings in Demand under the selected programme (Ml/d) input as +ve 2047-48: 0.34008; Gains in Water Available For Use / Savings in Demand under the selected programme (Ml/d) input as +ve 2048-49: 0.34134; Gains in Water Available For Use / Savings in Demand under the selected programme (Ml/d) input as +ve 2049-50: 0.34261
52dA | Drought - water reuse restrictions | Droughtmeas1 | Drought - water reuse restrictions | Customer Options | N | High PCC | ESWNCT | Ml/d | 2 | Gains in Water Available For Use / Savings in Demand under the selected programme (Ml/d) input as +ve 2021-22: 3.5005; Gains in Water Available For Use / Savings in Demand under the selected programme (Ml/d) input as +ve 2022-23: 3.3745; Gains in Water Available For Use / Savings in Demand under the selected programme (Ml/d) input as +ve 2023-24: 3.3592; Gains in Water Available For Use / Savings in Demand under the selected programme (Ml/d) input as +ve 2024-25: 3.3113; Gains in Water Available For Use / Savings in Demand under the selected programme (Ml/d) input as +ve 2025-26: 3.2076; Gains in Water Available For Use / Savings in Demand under the selected programme (Ml/d) input as +ve 2026-27: 3.0983; Gains in Water Available For Use / Savings in Demand under the selected programme (Ml/d) input as +ve 2027-28: 2.906; Gains in Water Available For Use / Savings in Demand under the selected programme (Ml/d) input as +ve 2028-29: 2.7169; Gains in Water Available For Use / Savings in Demand under the selected programme (Ml/d) input as +ve 2029-30: 2.5889; Gains in Water Available For Use / Savings in Demand under the selected programme (Ml/d) input as +ve 2030-31: 2.5427; Gains in Water Available For Use / Savings in Demand under the selected programme (Ml/d) input as +ve 2031-32: 2.5267; Gains in Water Available For Use / Savings in Demand under the selected programme (Ml/d) input as +ve 2032-33: 2.4997; Gains in Water Available For Use / Savings in Demand under the selected programme (Ml/d) input as +ve 2033-34: 2.4666; Gains in Water Available For Use / Savings in Demand under the selected programme (Ml/d) input as +ve 2034-35: 2.4456; Gains in Water Available For Use / Savings in Demand under the selected programme (Ml/d) input as +ve 2035-36: 2.43; Gains in Water Available For Use / Savings in Demand under the selected programme (Ml/d) input as +ve 2036-37: 2.4149; Gains in Water Available For Use / Savings in Demand under the selected programme (Ml/d) input as +ve 2037-38: 2.4; Gains in Water Available For Use / Savings in Demand under the selected programme (Ml/d) input as +ve 2038-39: 2.3863; Gains in Water Available For Use / Savings in Demand under the selected programme (Ml/d) input as +ve 2039-40: 2.3734; Gains in Water Available For Use / Savings in Demand under the selected programme (Ml/d) input as +ve 2040-41: 2.358; Gains in Water Available For Use / Savings in Demand under the selected programme (Ml/d) input as +ve 2041-42: 2.3452; Gains in Water Available For Use / Savings in Demand under the selected programme (Ml/d) input as +ve 2042-43: 2.3336; Gains in Water Available For Use / Savings in Demand under the selected programme (Ml/d) input as +ve 2043-44: 2.3319; Gains in Water Available For Use / Savings in Demand under the selected programme (Ml/d) input as +ve 2044-45: 2.3303; Gains in Water Available For Use / Savings in Demand under the selected programme (Ml/d) input as +ve 2045-46: 2.3286; Gains in Water Available For Use / Savings in Demand under the selected programme (Ml/d) input as +ve 2046-47: 2.3274; Gains in Water Available For Use / Savings in Demand under the selected programme (Ml/d) input as +ve 2047-48: 2.326; Gains in Water Available For Use / Savings in Demand under the selected programme (Ml/d) input as +ve 2048-49: 2.3248; Gains in Water Available For Use / Savings in Demand under the selected programme (Ml/d) input as +ve 2049-50: 2.3231
52dA | Drought - water reuse restrictions | Droughtmeas1 | Drought - water reuse restrictions | Customer Options | N | High Environmental Destination | ESWESX | Ml/d | 2 | Gains in Water Available For Use / Savings in Demand under the selected programme (Ml/d) input as +ve 2021-22: 16; Gains in Water Available For Use / Savings in Demand under the selected programme (Ml/d) input as +ve 2022-23: 16; Gains in Water Available For Use / Savings in Demand under the selected programme (Ml/d) input as +ve 2023-24: 16; Gains in Water Available For Use / Savings in Demand under the selected programme (Ml/d) input as +ve 2024-25: 16; Gains in Water Available For Use / Savings in Demand under the selected programme (Ml/d) input as +ve 2025-26: 16; Gains in Water Available For Use / Savings in Demand under the selected programme (Ml/d) input as +ve 2026-27: 16; Gains in Water Available For Use / Savings in Demand under the selected programme (Ml/d) input as +ve 2027-28: 16; Gains in Water Available For Use / Savings in Demand under the selected programme (Ml/d) input as +ve 2028-29: 12; Gains in Water Available For Use / Savings in Demand under the selected programme (Ml/d) input as +ve 2029-30: 12; Gains in Water Available For Use / Savings in Demand under the selected programme (Ml/d) input as +ve 2030-31: 12; Gains in Water Available For Use / Savings in Demand under the selected programme (Ml/d) input as +ve 2031-32: 12; Gains in Water Available For Use / Savings in Demand under the selected programme (Ml/d) input as +ve 2032-33: 12; Gains in Water Available For Use / Savings in Demand under the selected programme (Ml/d) input as +ve 2033-34: 12; Gains in Water Available For Use / Savings in Demand under the selected programme (Ml/d) input as +ve 2034-35: 12; Gains in Water Available For Use / Savings in Demand under the selected programme (Ml/d) input as +ve 2035-36: 12; Gains in Water Available For Use / Savings in Demand under the selected programme (Ml/d) input as +ve 2036-37: 12; Gains in Water Available For Use / Savings in Demand under the selected programme (Ml/d) input as +ve 2037-38: 12; Gains in Water Available For Use / Savings in Demand under the selected programme (Ml/d) input as +ve 2038-39: 12; Gains in Water Available For Use / Savings in Demand under the selected programme (Ml/d) input as +ve 2039-40: 12; Gains in Water Available For Use / Savings in Demand under the selected programme (Ml/d) input as +ve 2040-41: 12; Gains in Water Available For Use / Savings in Demand under the selected programme (Ml/d) input as +ve 2041-42: 12; Gains in Water Available For Use / Savings in Demand under the selected programme (Ml/d) input as +ve 2042-43: 12; Gains in Water Available For Use / Savings in Demand under the selected programme (Ml/d) input as +ve 2043-44: 12; Gains in Water Available For Use / Savings in Demand under the selected programme (Ml/d) input as +ve 2044-45: 12; Gains in Water Available For Use / Savings in Demand under the selected programme (Ml/d) input as +ve 2045-46: 12; Gains in Water Available For Use / Savings in Demand under the selected programme (Ml/d) input as +ve 2046-47: 12; Gains in Water Available For Use / Savings in Demand under the selected programme (Ml/d) input as +ve 2047-48: 12; Gains in Water Available For Use / Savings in Demand under the selected programme (Ml/d) input as +ve 2048-49: 12; Gains in Water Available For Use / Savings in Demand under the selected programme (Ml/d) input as +ve 2049-50: 12
52dA | Drought - water reuse restrictions | Droughtmeas1 | Drought - water reuse restrictions | Customer Options | N | High Environmental Destination | ESWBLY | Ml/d | 2 | Gains in Water Available For Use / Savings in Demand under the selected programme (Ml/d) input as +ve 2021-22: 0.56197; Gains in Water Available For Use / Savings in Demand under the selected programme (Ml/d) input as +ve 2022-23: 0.56099; Gains in Water Available For Use / Savings in Demand under the selected programme (Ml/d) input as +ve 2023-24: 0.54042; Gains in Water Available For Use / Savings in Demand under the selected programme (Ml/d) input as +ve 2024-25: 0.53106; Gains in Water Available For Use / Savings in Demand under the selected programme (Ml/d) input as +ve 2025-26: 0.51871; Gains in Water Available For Use / Savings in Demand under the selected programme (Ml/d) input as +ve 2026-27: 0.51532; Gains in Water Available For Use / Savings in Demand under the selected programme (Ml/d) input as +ve 2027-28: 0.51222; Gains in Water Available For Use / Savings in Demand under the selected programme (Ml/d) input as +ve 2028-29: 0.50318; Gains in Water Available For Use / Savings in Demand under the selected programme (Ml/d) input as +ve 2029-30: 0.47918; Gains in Water Available For Use / Savings in Demand under the selected programme (Ml/d) input as +ve 2030-31: 0.45092; Gains in Water Available For Use / Savings in Demand under the selected programme (Ml/d) input as +ve 2031-32: 0.43694; Gains in Water Available For Use / Savings in Demand under the selected programme (Ml/d) input as +ve 2032-33: 0.43107; Gains in Water Available For Use / Savings in Demand under the selected programme (Ml/d) input as +ve 2033-34: 0.42394; Gains in Water Available For Use / Savings in Demand under the selected programme (Ml/d) input as +ve 2034-35: 0.41696; Gains in Water Available For Use / Savings in Demand under the selected programme (Ml/d) input as +ve 2035-36: 0.41503; Gains in Water Available For Use / Savings in Demand under the selected programme (Ml/d) input as +ve 2036-37: 0.41322; Gains in Water Available For Use / Savings in Demand under the selected programme (Ml/d) input as +ve 2037-38: 0.41154; Gains in Water Available For Use / Savings in Demand under the selected programme (Ml/d) input as +ve 2038-39: 0.41002; Gains in Water Available For Use / Savings in Demand under the selected programme (Ml/d) input as +ve 2039-40: 0.40827; Gains in Water Available For Use / Savings in Demand under the selected programme (Ml/d) input as +ve 2040-41: 0.40586; Gains in Water Available For Use / Savings in Demand under the selected programme (Ml/d) input as +ve 2041-42: 0.40406; Gains in Water Available For Use / Savings in Demand under the selected programme (Ml/d) input as +ve 2042-43: 0.40246; Gains in Water Available For Use / Savings in Demand under the selected programme (Ml/d) input as +ve 2043-44: 0.40253; Gains in Water Available For Use / Savings in Demand under the selected programme (Ml/d) input as +ve 2044-45: 0.40266; Gains in Water Available For Use / Savings in Demand under the selected programme (Ml/d) input as +ve 2045-46: 0.40279; Gains in Water Available For Use / Savings in Demand under the selected programme (Ml/d) input as +ve 2046-47: 0.40305; Gains in Water Available For Use / Savings in Demand under the selected programme (Ml/d) input as +ve 2047-48: 0.40332; Gains in Water Available For Use / Savings in Demand under the selected programme (Ml/d) input as +ve 2048-49: 0.40367; Gains in Water Available For Use / Savings in Demand under the selected programme (Ml/d) input as +ve 2049-50: 0.40399
52dA | Drought - water reuse restrictions | Droughtmeas1 | Drought - water reuse restrictions | Customer Options | N | High Environmental Destination | ESWHRT | Ml/d | 2 | Gains in Water Available For Use / Savings in Demand under the selected programme (Ml/d) input as +ve 2021-22: 0.43328; Gains in Water Available For Use / Savings in Demand under the selected programme (Ml/d) input as +ve 2022-23: 0.43938; Gains in Water Available For Use / Savings in Demand under the selected programme (Ml/d) input as +ve 2023-24: 0.43024; Gains in Water Available For Use / Savings in Demand under the selected programme (Ml/d) input as +ve 2024-25: 0.41098; Gains in Water Available For Use / Savings in Demand under the selected programme (Ml/d) input as +ve 2025-26: 0.38029; Gains in Water Available For Use / Savings in Demand under the selected programme (Ml/d) input as +ve 2026-27: 0.36024; Gains in Water Available For Use / Savings in Demand under the selected programme (Ml/d) input as +ve 2027-28: 0.36984; Gains in Water Available For Use / Savings in Demand under the selected programme (Ml/d) input as +ve 2028-29: 0.37022; Gains in Water Available For Use / Savings in Demand under the selected programme (Ml/d) input as +ve 2029-30: 0.36916; Gains in Water Available For Use / Savings in Demand under the selected programme (Ml/d) input as +ve 2030-31: 0.36792; Gains in Water Available For Use / Savings in Demand under the selected programme (Ml/d) input as +ve 2031-32: 0.36626; Gains in Water Available For Use / Savings in Demand under the selected programme (Ml/d) input as +ve 2032-33: 0.36429; Gains in Water Available For Use / Savings in Demand under the selected programme (Ml/d) input as +ve 2033-34: 0.36129; Gains in Water Available For Use / Savings in Demand under the selected programme (Ml/d) input as +ve 2034-35: 0.35837; Gains in Water Available For Use / Savings in Demand under the selected programme (Ml/d) input as +ve 2035-36: 0.35572; Gains in Water Available For Use / Savings in Demand under the selected programme (Ml/d) input as +ve 2036-37: 0.35311; Gains in Water Available For Use / Savings in Demand under the selected programme (Ml/d) input as +ve 2037-38: 0.35056; Gains in Water Available For Use / Savings in Demand under the selected programme (Ml/d) input as +ve 2038-39: 0.34806; Gains in Water Available For Use / Savings in Demand under the selected programme (Ml/d) input as +ve 2039-40: 0.34533; Gains in Water Available For Use / Savings in Demand under the selected programme (Ml/d) input as +ve 2040-41: 0.34225; Gains in Water Available For Use / Savings in Demand under the selected programme (Ml/d) input as +ve 2041-42: 0.33949; Gains in Water Available For Use / Savings in Demand under the selected programme (Ml/d) input as +ve 2042-43: 0.33691; Gains in Water Available For Use / Savings in Demand under the selected programme (Ml/d) input as +ve 2043-44: 0.33568; Gains in Water Available For Use / Savings in Demand under the selected programme (Ml/d) input as +ve 2044-45: 0.33677; Gains in Water Available For Use / Savings in Demand under the selected programme (Ml/d) input as +ve 2045-46: 0.3378; Gains in Water Available For Use / Savings in Demand under the selected programme (Ml/d) input as +ve 2046-47: 0.33891; Gains in Water Available For Use / Savings in Demand under the selected programme (Ml/d) input as +ve 2047-48: 0.34008; Gains in Water Available For Use / Savings in Demand under the selected programme (Ml/d) input as +ve 2048-49: 0.34134; Gains in Water Available For Use / Savings in Demand under the selected programme (Ml/d) input as +ve 2049-50: 0.34261
52dA | Drought - water reuse restrictions | Droughtmeas1 | Drought - water reuse restrictions | Customer Options | N | High Environmental Destination | ESWNCT | Ml/d | 2 | Gains in Water Available For Use / Savings in Demand under the selected programme (Ml/d) input as +ve 2021-22: 3.5005; Gains in Water Available For Use / Savings in Demand under the selected programme (Ml/d) input as +ve 2022-23: 3.3745; Gains in Water Available For Use / Savings in Demand under the selected programme (Ml/d) input as +ve 2023-24: 3.3592; Gains in Water Available For Use / Savings in Demand under the selected programme (Ml/d) input as +ve 2024-25: 3.3113; Gains in Water Available For Use / Savings in Demand under the selected programme (Ml/d) input as +ve 2025-26: 3.2076; Gains in Water Available For Use / Savings in Demand under the selected programme (Ml/d) input as +ve 2026-27: 3.0983; Gains in Water Available For Use / Savings in Demand under the selected programme (Ml/d) input as +ve 2027-28: 2.906; Gains in Water Available For Use / Savings in Demand under the selected programme (Ml/d) input as +ve 2028-29: 2.7169; Gains in Water Available For Use / Savings in Demand under the selected programme (Ml/d) input as +ve 2029-30: 2.5889; Gains in Water Available For Use / Savings in Demand under the selected programme (Ml/d) input as +ve 2030-31: 2.5427; Gains in Water Available For Use / Savings in Demand under the selected programme (Ml/d) input as +ve 2031-32: 2.5267; Gains in Water Available For Use / Savings in Demand under the selected programme (Ml/d) input as +ve 2032-33: 2.4997; Gains in Water Available For Use / Savings in Demand under the selected programme (Ml/d) input as +ve 2033-34: 2.4666; Gains in Water Available For Use / Savings in Demand under the selected programme (Ml/d) input as +ve 2034-35: 2.4456; Gains in Water Available For Use / Savings in Demand under the selected programme (Ml/d) input as +ve 2035-36: 2.43; Gains in Water Available For Use / Savings in Demand under the selected programme (Ml/d) input as +ve 2036-37: 2.4149; Gains in Water Available For Use / Savings in Demand under the selected programme (Ml/d) input as +ve 2037-38: 2.4; Gains in Water Available For Use / Savings in Demand under the selected programme (Ml/d) input as +ve 2038-39: 2.3863; Gains in Water Available For Use / Savings in Demand under the selected programme (Ml/d) input as +ve 2039-40: 2.3734; Gains in Water Available For Use / Savings in Demand under the selected programme (Ml/d) input as +ve 2040-41: 2.358; Gains in Water Available For Use / Savings in Demand under the selected programme (Ml/d) input as +ve 2041-42: 2.3452; Gains in Water Available For Use / Savings in Demand under the selected programme (Ml/d) input as +ve 2042-43: 2.3336; Gains in Water Available For Use / Savings in Demand under the selected programme (Ml/d) input as +ve 2043-44: 2.3319; Gains in Water Available For Use / Savings in Demand under the selected programme (Ml/d) input as +ve 2044-45: 2.3303; Gains in Water Available For Use / Savings in Demand under the selected programme (Ml/d) input as +ve 2045-46: 2.3286; Gains in Water Available For Use / Savings in Demand under the selected programme (Ml/d) input as +ve 2046-47: 2.3274; Gains in Water Available For Use / Savings in Demand under the selected programme (Ml/d) input as +ve 2047-48: 2.326; Gains in Water Available For Use / Savings in Demand under the selected programme (Ml/d) input as +ve 2048-49: 2.3248; Gains in Water Available For Use / Savings in Demand under the selected programme (Ml/d) input as +ve 2049-50: 2.3231
52dP | Metering Option 5 | DMO 5 | Metering compulsory | Customer Options | N | Preferred | ESWESX | Ml/d | 2 | Gains in Water Available For Use / Savings in Demand under the selected programme (Ml/d) input as +ve 2021-22: 0; Gains in Water Available For Use / Savings in Demand under the selected programme (Ml/d) input as +ve 2022-23: 0; Gains in Water Available For Use / Savings in Demand under the selected programme (Ml/d) input as +ve 2023-24: 0; Gains in Water Available For Use / Savings in Demand under the selected programme (Ml/d) input as +ve 2024-25: 0; Gains in Water Available For Use / Savings in Demand under the selected programme (Ml/d) input as +ve 2025-26: 0.25549; Gains in Water Available For Use / Savings in Demand under the selected programme (Ml/d) input as +ve 2026-27: -0.030921; Gains in Water Available For Use / Savings in Demand under the selected programme (Ml/d) input as +ve 2027-28: 0.088848; Gains in Water Available For Use / Savings in Demand under the selected programme (Ml/d) input as +ve 2028-29: 0.76193; Gains in Water Available For Use / Savings in Demand under the selected programme (Ml/d) input as +ve 2029-30: 1.3909; Gains in Water Available For Use / Savings in Demand under the selected programme (Ml/d) input as +ve 2030-31: 1.903; Gains in Water Available For Use / Savings in Demand under the selected programme (Ml/d) input as +ve 2031-32: 2.3651; Gains in Water Available For Use / Savings in Demand under the selected programme (Ml/d) input as +ve 2032-33: 2.7946; Gains in Water Available For Use / Savings in Demand under the selected programme (Ml/d) input as +ve 2033-34: 3.1804; Gains in Water Available For Use / Savings in Demand under the selected programme (Ml/d) input as +ve 2034-35: 3.5142; Gains in Water Available For Use / Savings in Demand under the selected programme (Ml/d) input as +ve 2035-36: 3.3435; Gains in Water Available For Use / Savings in Demand under the selected programme (Ml/d) input as +ve 2036-37: 3.0946; Gains in Water Available For Use / Savings in Demand under the selected programme (Ml/d) input as +ve 2037-38: 2.9866; Gains in Water Available For Use / Savings in Demand under the selected programme (Ml/d) input as +ve 2038-39: 2.8828; Gains in Water Available For Use / Savings in Demand under the selected programme (Ml/d) input as +ve 2039-40: 2.7823; Gains in Water Available For Use / Savings in Demand under the selected programme (Ml/d) input as +ve 2040-41: 3.315; Gains in Water Available For Use / Savings in Demand under the selected programme (Ml/d) input as +ve 2041-42: 3.2089; Gains in Water Available For Use / Savings in Demand under the selected programme (Ml/d) input as +ve 2042-43: 3.108; Gains in Water Available For Use / Savings in Demand under the selected programme (Ml/d) input as +ve 2043-44: 3.0209; Gains in Water Available For Use / Savings in Demand under the selected programme (Ml/d) input as +ve 2044-45: 2.9369; Gains in Water Available For Use / Savings in Demand under the selected programme (Ml/d) input as +ve 2045-46: 2.3888; Gains in Water Available For Use / Savings in Demand under the selected programme (Ml/d) input as +ve 2046-47: 3.2271; Gains in Water Available For Use / Savings in Demand under the selected programme (Ml/d) input as +ve 2047-48: 3.165; Gains in Water Available For Use / Savings in Demand under the selected programme (Ml/d) input as +ve 2048-49: 3.5426; Gains in Water Available For Use / Savings in Demand under the selected programme (Ml/d) input as +ve 2049-50: 3.4804
52dP | Medium scenario | WEF Medium | Other water efficiency | Customer Options | N | Preferred | ESWESX | Ml/d | 2 | Gains in Water Available For Use / Savings in Demand under the selected programme (Ml/d) input as +ve 2021-22: 0; Gains in Water Available For Use / Savings in Demand under the selected programme (Ml/d) input as +ve 2022-23: 0; Gains in Water Available For Use / Savings in Demand under the selected programme (Ml/d) input as +ve 2023-24: 0; Gains in Water Available For Use / Savings in Demand under the selected programme (Ml/d) input as +ve 2024-25: 0; Gains in Water Available For Use / Savings in Demand under the selected programme (Ml/d) input as +ve 2025-26: 1.7846; Gains in Water Available For Use / Savings in Demand under the selected programme (Ml/d) input as +ve 2026-27: 3.5427; Gains in Water Available For Use / Savings in Demand under the selected programme (Ml/d) input as +ve 2027-28: 5.3013; Gains in Water Available For Use / Savings in Demand under the selected programme (Ml/d) input as +ve 2028-29: 7.0549; Gains in Water Available For Use / Savings in Demand under the selected programme (Ml/d) input as +ve 2029-30: 8.8018; Gains in Water Available For Use / Savings in Demand under the selected programme (Ml/d) input as +ve 2030-31: 10.43; Gains in Water Available For Use / Savings in Demand under the selected programme (Ml/d) input as +ve 2031-32: 12.069; Gains in Water Available For Use / Savings in Demand under the selected programme (Ml/d) input as +ve 2032-33: 13.6747; Gains in Water Available For Use / Savings in Demand under the selected programme (Ml/d) input as +ve 2033-34: 15.2948; Gains in Water Available For Use / Savings in Demand under the selected programme (Ml/d) input as +ve 2034-35: 16.8794; Gains in Water Available For Use / Savings in Demand under the selected programme (Ml/d) input as +ve 2035-36: 18.4439; Gains in Water Available For Use / Savings in Demand under the selected programme (Ml/d) input as +ve 2036-37: 20.0035; Gains in Water Available For Use / Savings in Demand under the selected programme (Ml/d) input as +ve 2037-38: 21.563; Gains in Water Available For Use / Savings in Demand under the selected programme (Ml/d) input as +ve 2038-39: 23.1224; Gains in Water Available For Use / Savings in Demand under the selected programme (Ml/d) input as +ve 2039-40: 24.6825; Gains in Water Available For Use / Savings in Demand under the selected programme (Ml/d) input as +ve 2040-41: 25.9577; Gains in Water Available For Use / Savings in Demand under the selected programme (Ml/d) input as +ve 2041-42: 27.4395; Gains in Water Available For Use / Savings in Demand under the selected programme (Ml/d) input as +ve 2042-43: 28.9187; Gains in Water Available For Use / Savings in Demand under the selected programme (Ml/d) input as +ve 2043-44: 30.4044; Gains in Water Available For Use / Savings in Demand under the selected programme (Ml/d) input as +ve 2044-45: 31.8958; Gains in Water Available For Use / Savings in Demand under the selected programme (Ml/d) input as +ve 2045-46: 31.7889; Gains in Water Available For Use / Savings in Demand under the selected programme (Ml/d) input as +ve 2046-47: 31.3328; Gains in Water Available For Use / Savings in Demand under the selected programme (Ml/d) input as +ve 2047-48: 31.3093; Gains in Water Available For Use / Savings in Demand under the selected programme (Ml/d) input as +ve 2048-49: 31.0769; Gains in Water Available For Use / Savings in Demand under the selected programme (Ml/d) input as +ve 2049-50: 31.0572
52dP | Smart scenario | HH Smart | Other water efficiency | Customer Options | N | Preferred | ESWESX | Ml/d | 2 | Gains in Water Available For Use / Savings in Demand under the selected programme (Ml/d) input as +ve 2021-22: 0; Gains in Water Available For Use / Savings in Demand under the selected programme (Ml/d) input as +ve 2022-23: 0; Gains in Water Available For Use / Savings in Demand under the selected programme (Ml/d) input as +ve 2023-24: 0; Gains in Water Available For Use / Savings in Demand under the selected programme (Ml/d) input as +ve 2024-25: 0; Gains in Water Available For Use / Savings in Demand under the selected programme (Ml/d) input as +ve 2025-26: 0.39249; Gains in Water Available For Use / Savings in Demand under the selected programme (Ml/d) input as +ve 2026-27: 0.8987; Gains in Water Available For Use / Savings in Demand under the selected programme (Ml/d) input as +ve 2027-28: 1.4329; Gains in Water Available For Use / Savings in Demand under the selected programme (Ml/d) input as +ve 2028-29: 2.0499; Gains in Water Available For Use / Savings in Demand under the selected programme (Ml/d) input as +ve 2029-30: 2.6688; Gains in Water Available For Use / Savings in Demand under the selected programme (Ml/d) input as +ve 2030-31: 3.3308; Gains in Water Available For Use / Savings in Demand under the selected programme (Ml/d) input as +ve 2031-32: 3.9954; Gains in Water Available For Use / Savings in Demand under the selected programme (Ml/d) input as +ve 2032-33: 4.6482; Gains in Water Available For Use / Savings in Demand under the selected programme (Ml/d) input as +ve 2033-34: 5.3052; Gains in Water Available For Use / Savings in Demand under the selected programme (Ml/d) input as +ve 2034-35: 5.9493; Gains in Water Available For Use / Savings in Demand under the selected programme (Ml/d) input as +ve 2035-36: 5.9341; Gains in Water Available For Use / Savings in Demand under the selected programme (Ml/d) input as +ve 2036-37: 5.9199; Gains in Water Available For Use / Savings in Demand under the selected programme (Ml/d) input as +ve 2037-38: 5.9077; Gains in Water Available For Use / Savings in Demand under the selected programme (Ml/d) input as +ve 2038-39: 5.8973; Gains in Water Available For Use / Savings in Demand under the selected programme (Ml/d) input as +ve 2039-40: 5.8883; Gains in Water Available For Use / Savings in Demand under the selected programme (Ml/d) input as +ve 2040-41: 5.8272; Gains in Water Available For Use / Savings in Demand under the selected programme (Ml/d) input as +ve 2041-42: 5.8167; Gains in Water Available For Use / Savings in Demand under the selected programme (Ml/d) input as +ve 2042-43: 5.8068; Gains in Water Available For Use / Savings in Demand under the selected programme (Ml/d) input as +ve 2043-44: 5.7991; Gains in Water Available For Use / Savings in Demand under the selected programme (Ml/d) input as +ve 2044-45: 5.7932; Gains in Water Available For Use / Savings in Demand under the selected programme (Ml/d) input as +ve 2045-46: 5.7738; Gains in Water Available For Use / Savings in Demand under the selected programme (Ml/d) input as +ve 2046-47: 5.6909; Gains in Water Available For Use / Savings in Demand under the selected programme (Ml/d) input as +ve 2047-48: 5.6867; Gains in Water Available For Use / Savings in Demand under the selected programme (Ml/d) input as +ve 2048-49: 5.6445; Gains in Water Available For Use / Savings in Demand under the selected programme (Ml/d) input as +ve 2049-50: 5.6409
52cP | 40% reduction by 2050 - DL | LEAK 2 | Other leakage control | Distribution Options | N | Preferred | ESWESX | Ml/d | 2 | Gains in Water Available For Use / Savings in Demand under the selected programme (Ml/d) input as +ve 2021-22: 0; Gains in Water Available For Use / Savings in Demand under the selected programme (Ml/d) input as +ve 2022-23: 0; Gains in Water Available For Use / Savings in Demand under the selected programme (Ml/d) input as +ve 2023-24: 0; Gains in Water Available For Use / Savings in Demand under the selected programme (Ml/d) input as +ve 2024-25: 0; Gains in Water Available For Use / Savings in Demand under the selected programme (Ml/d) input as +ve 2025-26: 0.20074; Gains in Water Available For Use / Savings in Demand under the selected programme (Ml/d) input as +ve 2026-27: 0.29801; Gains in Water Available For Use / Savings in Demand under the selected programme (Ml/d) input as +ve 2027-28: 0.51191; Gains in Water Available For Use / Savings in Demand under the selected programme (Ml/d) input as +ve 2028-29: 0.75059; Gains in Water Available For Use / Savings in Demand under the selected programme (Ml/d) input as +ve 2029-30: 0.97523; Gains in Water Available For Use / Savings in Demand under the selected programme (Ml/d) input as +ve 2030-31: 1.2145; Gains in Water Available For Use / Savings in Demand under the selected programme (Ml/d) input as +ve 2031-32: 1.4687; Gains in Water Available For Use / Savings in Demand under the selected programme (Ml/d) input as +ve 2032-33: 1.7257; Gains in Water Available For Use / Savings in Demand under the selected programme (Ml/d) input as +ve 2033-34: 1.9858; Gains in Water Available For Use / Savings in Demand under the selected programme (Ml/d) input as +ve 2034-35: 2.2479; Gains in Water Available For Use / Savings in Demand under the selected programme (Ml/d) input as +ve 2035-36: 2.5807; Gains in Water Available For Use / Savings in Demand under the selected programme (Ml/d) input as +ve 2036-37: 2.9814; Gains in Water Available For Use / Savings in Demand under the selected programme (Ml/d) input as +ve 2037-38: 3.3809; Gains in Water Available For Use / Savings in Demand under the selected programme (Ml/d) input as +ve 2038-39: 3.7793; Gains in Water Available For Use / Savings in Demand under the selected programme (Ml/d) input as +ve 2039-40: 4.1764; Gains in Water Available For Use / Savings in Demand under the selected programme (Ml/d) input as +ve 2040-41: 4.5722; Gains in Water Available For Use / Savings in Demand under the selected programme (Ml/d) input as +ve 2041-42: 4.9668; Gains in Water Available For Use / Savings in Demand under the selected programme (Ml/d) input as +ve 2042-43: 5.36; Gains in Water Available For Use / Savings in Demand under the selected programme (Ml/d) input as +ve 2043-44: 5.7518; Gains in Water Available For Use / Savings in Demand under the selected programme (Ml/d) input as +ve 2044-45: 6.1422; Gains in Water Available For Use / Savings in Demand under the selected programme (Ml/d) input as +ve 2045-46: 6.5312; Gains in Water Available For Use / Savings in Demand under the selected programme (Ml/d) input as +ve 2046-47: 6.9187; Gains in Water Available For Use / Savings in Demand under the selected programme (Ml/d) input as +ve 2047-48: 7.3047; Gains in Water Available For Use / Savings in Demand under the selected programme (Ml/d) input as +ve 2048-49: 7.6892; Gains in Water Available For Use / Savings in Demand under the selected programme (Ml/d) input as +ve 2049-50: 8.0722
52dP | 40% reduction by 2050 - SPL | LEAK 4 | Supply pipe repairs / replacement | Customer Options | N | Preferred | ESWESX | Ml/d | 2 | Gains in Water Available For Use / Savings in Demand under the selected programme (Ml/d) input as +ve 2021-22: 0; Gains in Water Available For Use / Savings in Demand under the selected programme (Ml/d) input as +ve 2022-23: 0; Gains in Water Available For Use / Savings in Demand under the selected programme (Ml/d) input as +ve 2023-24: 0; Gains in Water Available For Use / Savings in Demand under the selected programme (Ml/d) input as +ve 2024-25: 0; Gains in Water Available For Use / Savings in Demand under the selected programme (Ml/d) input as +ve 2025-26: 0.29383; Gains in Water Available For Use / Savings in Demand under the selected programme (Ml/d) input as +ve 2026-27: 0.69112; Gains in Water Available For Use / Savings in Demand under the selected programme (Ml/d) input as +ve 2027-28: 0.97179; Gains in Water Available For Use / Savings in Demand under the selected programme (Ml/d) input as +ve 2028-29: 1.2277; Gains in Water Available For Use / Savings in Demand under the selected programme (Ml/d) input as +ve 2029-30: 1.4976; Gains in Water Available For Use / Savings in Demand under the selected programme (Ml/d) input as +ve 2030-31: 1.7529; Gains in Water Available For Use / Savings in Demand under the selected programme (Ml/d) input as +ve 2031-32: 1.9933; Gains in Water Available For Use / Savings in Demand under the selected programme (Ml/d) input as +ve 2032-33: 2.2309; Gains in Water Available For Use / Savings in Demand under the selected programme (Ml/d) input as +ve 2033-34: 2.4653; Gains in Water Available For Use / Savings in Demand under the selected programme (Ml/d) input as +ve 2034-35: 2.6977; Gains in Water Available For Use / Savings in Demand under the selected programme (Ml/d) input as +ve 2035-36: 2.8596; Gains in Water Available For Use / Savings in Demand under the selected programme (Ml/d) input as +ve 2036-37: 2.9534; Gains in Water Available For Use / Savings in Demand under the selected programme (Ml/d) input as +ve 2037-38: 3.0484; Gains in Water Available For Use / Savings in Demand under the selected programme (Ml/d) input as +ve 2038-39: 3.1447; Gains in Water Available For Use / Savings in Demand under the selected programme (Ml/d) input as +ve 2039-40: 3.2421; Gains in Water Available For Use / Savings in Demand under the selected programme (Ml/d) input as +ve 2040-41: 3.3409; Gains in Water Available For Use / Savings in Demand under the selected programme (Ml/d) input as +ve 2041-42: 3.4409; Gains in Water Available For Use / Savings in Demand under the selected programme (Ml/d) input as +ve 2042-43: 3.5423; Gains in Water Available For Use / Savings in Demand under the selected programme (Ml/d) input as +ve 2043-44: 3.645; Gains in Water Available For Use / Savings in Demand under the selected programme (Ml/d) input as +ve 2044-45: 3.7491; Gains in Water Available For Use / Savings in Demand under the selected programme (Ml/d) input as +ve 2045-46: 3.8547; Gains in Water Available For Use / Savings in Demand under the selected programme (Ml/d) input as +ve 2046-47: 3.9618; Gains in Water Available For Use / Savings in Demand under the selected programme (Ml/d) input as +ve 2047-48: 4.0703; Gains in Water Available For Use / Savings in Demand under the selected programme (Ml/d) input as +ve 2048-49: 4.1804; Gains in Water Available For Use / Savings in Demand under the selected programme (Ml/d) input as +ve 2049-50: 4.292
52dP | NHH scenario 9% | NHH | Other water efficiency | Customer Options | N | Preferred | ESWESX | Ml/d | 2 | Gains in Water Available For Use / Savings in Demand under the selected programme (Ml/d) input as +ve 2021-22: 0; Gains in Water Available For Use / Savings in Demand under the selected programme (Ml/d) input as +ve 2022-23: 0; Gains in Water Available For Use / Savings in Demand under the selected programme (Ml/d) input as +ve 2023-24: 0; Gains in Water Available For Use / Savings in Demand under the selected programme (Ml/d) input as +ve 2024-25: 0; Gains in Water Available For Use / Savings in Demand under the selected programme (Ml/d) input as +ve 2025-26: 0.21882; Gains in Water Available For Use / Savings in Demand under the selected programme (Ml/d) input as +ve 2026-27: 0.43764; Gains in Water Available For Use / Savings in Demand under the selected programme (Ml/d) input as +ve 2027-28: 0.65645; Gains in Water Available For Use / Savings in Demand under the selected programme (Ml/d) input as +ve 2028-29: 0.87527; Gains in Water Available For Use / Savings in Demand under the selected programme (Ml/d) input as +ve 2029-30: 1.0941; Gains in Water Available For Use / Savings in Demand under the selected programme (Ml/d) input as +ve 2030-31: 1.592; Gains in Water Available For Use / Savings in Demand under the selected programme (Ml/d) input as +ve 2031-32: 2.0899; Gains in Water Available For Use / Savings in Demand under the selected programme (Ml/d) input as +ve 2032-33: 2.5878; Gains in Water Available For Use / Savings in Demand under the selected programme (Ml/d) input as +ve 2033-34: 3.0857; Gains in Water Available For Use / Savings in Demand under the selected programme (Ml/d) input as +ve 2034-35: 3.5836; Gains in Water Available For Use / Savings in Demand under the selected programme (Ml/d) input as +ve 2035-36: 4.0542; Gains in Water Available For Use / Savings in Demand under the selected programme (Ml/d) input as +ve 2036-37: 4.5248; Gains in Water Available For Use / Savings in Demand under the selected programme (Ml/d) input as +ve 2037-38: 4.9954; Gains in Water Available For Use / Savings in Demand under the selected programme (Ml/d) input as +ve 2038-39: 4.9954; Gains in Water Available For Use / Savings in Demand under the selected programme (Ml/d) input as +ve 2039-40: 4.9954; Gains in Water Available For Use / Savings in Demand under the selected programme (Ml/d) input as +ve 2040-41: 4.9954; Gains in Water Available For Use / Savings in Demand under the selected programme (Ml/d) input as +ve 2041-42: 4.9954; Gains in Water Available For Use / Savings in Demand under the selected programme (Ml/d) input as +ve 2042-43: 4.9954; Gains in Water Available For Use / Savings in Demand under the selected programme (Ml/d) input as +ve 2043-44: 4.9954; Gains in Water Available For Use / Savings in Demand under the selected programme (Ml/d) input as +ve 2044-45: 4.9954; Gains in Water Available For Use / Savings in Demand under the selected programme (Ml/d) input as +ve 2045-46: 4.9954; Gains in Water Available For Use / Savings in Demand under the selected programme (Ml/d) input as +ve 2046-47: 4.9954; Gains in Water Available For Use / Savings in Demand under the selected programme (Ml/d) input as +ve 2047-48: 4.9954; Gains in Water Available For Use / Savings in Demand under the selected programme (Ml/d) input as +ve 2048-49: 4.9954; Gains in Water Available For Use / Savings in Demand under the selected programme (Ml/d) input as +ve 2049-50: 4.9954
52dP | Government Led Interventions | Gov Led | Other water efficiency | Customer Options | N | Preferred | ESWESX | Ml/d | 2 | Gains in Water Available For Use / Savings in Demand under the selected programme (Ml/d) input as +ve 2021-22: 0; Gains in Water Available For Use / Savings in Demand under the selected programme (Ml/d) input as +ve 2022-23: 0; Gains in Water Available For Use / Savings in Demand under the selected programme (Ml/d) input as +ve 2023-24: 0; Gains in Water Available For Use / Savings in Demand under the selected programme (Ml/d) input as +ve 2024-25: 0; Gains in Water Available For Use / Savings in Demand under the selected programme (Ml/d) input as +ve 2025-26: 0; Gains in Water Available For Use / Savings in Demand under the selected programme (Ml/d) input as +ve 2026-27: 0; Gains in Water Available For Use / Savings in Demand under the selected programme (Ml/d) input as +ve 2027-28: 0.59988; Gains in Water Available For Use / Savings in Demand under the selected programme (Ml/d) input as +ve 2028-29: 1.1975; Gains in Water Available For Use / Savings in Demand under the selected programme (Ml/d) input as +ve 2029-30: 1.7946; Gains in Water Available For Use / Savings in Demand under the selected programme (Ml/d) input as +ve 2030-31: 2.3822; Gains in Water Available For Use / Savings in Demand under the selected programme (Ml/d) input as +ve 2031-32: 2.9708; Gains in Water Available For Use / Savings in Demand under the selected programme (Ml/d) input as +ve 2032-33: 3.5502; Gains in Water Available For Use / Savings in Demand under the selected programme (Ml/d) input as +ve 2033-34: 4.7818; Gains in Water Available For Use / Savings in Demand under the selected programme (Ml/d) input as +ve 2034-35: 5.9977; Gains in Water Available For Use / Savings in Demand under the selected programme (Ml/d) input as +ve 2035-36: 7.2141; Gains in Water Available For Use / Savings in Demand under the selected programme (Ml/d) input as +ve 2036-37: 8.4273; Gains in Water Available For Use / Savings in Demand under the selected programme (Ml/d) input as +ve 2037-38: 9.6363; Gains in Water Available For Use / Savings in Demand under the selected programme (Ml/d) input as +ve 2038-39: 10.8434; Gains in Water Available For Use / Savings in Demand under the selected programme (Ml/d) input as +ve 2039-40: 12.0492; Gains in Water Available For Use / Savings in Demand under the selected programme (Ml/d) input as +ve 2040-41: 13.1339; Gains in Water Available For Use / Savings in Demand under the selected programme (Ml/d) input as +ve 2041-42: 14.3178; Gains in Water Available For Use / Savings in Demand under the selected programme (Ml/d) input as +ve 2042-43: 15.5007; Gains in Water Available For Use / Savings in Demand under the selected programme (Ml/d) input as +ve 2043-44: 15.8858; Gains in Water Available For Use / Savings in Demand under the selected programme (Ml/d) input as +ve 2044-45: 16.2764; Gains in Water Available For Use / Savings in Demand under the selected programme (Ml/d) input as +ve 2045-46: 16.6272; Gains in Water Available For Use / Savings in Demand under the selected programme (Ml/d) input as +ve 2046-47: 16.7883; Gains in Water Available For Use / Savings in Demand under the selected programme (Ml/d) input as +ve 2047-48: 17.1752; Gains in Water Available For Use / Savings in Demand under the selected programme (Ml/d) input as +ve 2048-49: 17.4441; Gains in Water Available For Use / Savings in Demand under the selected programme (Ml/d) input as +ve 2049-50: 17.8292
52dA | Critical Period Metering Option 5 | CP DMO 5 | Metering compulsory | Customer Options | N | Preferred CP | ESWESX | Ml/d | 2 | Gains in Water Available For Use / Savings in Demand under the selected programme (Ml/d) input as +ve 2021-22: 0; Gains in Water Available For Use / Savings in Demand under the selected programme (Ml/d) input as +ve 2022-23: 0; Gains in Water Available For Use / Savings in Demand under the selected programme (Ml/d) input as +ve 2023-24: 0; Gains in Water Available For Use / Savings in Demand under the selected programme (Ml/d) input as +ve 2024-25: 0; Gains in Water Available For Use / Savings in Demand under the selected programme (Ml/d) input as +ve 2025-26: 1.1082; Gains in Water Available For Use / Savings in Demand under the selected programme (Ml/d) input as +ve 2026-27: 2.0584; Gains in Water Available For Use / Savings in Demand under the selected programme (Ml/d) input as +ve 2027-28: 2.9873; Gains in Water Available For Use / Savings in Demand under the selected programme (Ml/d) input as +ve 2028-29: 4.4284; Gains in Water Available For Use / Savings in Demand under the selected programme (Ml/d) input as +ve 2029-30: 5.8917; Gains in Water Available For Use / Savings in Demand under the selected programme (Ml/d) input as +ve 2030-31: 7.1662; Gains in Water Available For Use / Savings in Demand under the selected programme (Ml/d) input as +ve 2031-32: 8.3178; Gains in Water Available For Use / Savings in Demand under the selected programme (Ml/d) input as +ve 2032-33: 9.4138; Gains in Water Available For Use / Savings in Demand under the selected programme (Ml/d) input as +ve 2033-34: 10.4241; Gains in Water Available For Use / Savings in Demand under the selected programme (Ml/d) input as +ve 2034-35: 11.3566; Gains in Water Available For Use / Savings in Demand under the selected programme (Ml/d) input as +ve 2035-36: 11.335; Gains in Water Available For Use / Savings in Demand under the selected programme (Ml/d) input as +ve 2036-37: 10.8723; Gains in Water Available For Use / Savings in Demand under the selected programme (Ml/d) input as +ve 2037-38: 10.5872; Gains in Water Available For Use / Savings in Demand under the selected programme (Ml/d) input as +ve 2038-39: 10.3115; Gains in Water Available For Use / Savings in Demand under the selected programme (Ml/d) input as +ve 2039-40: 10.0418; Gains in Water Available For Use / Savings in Demand under the selected programme (Ml/d) input as +ve 2040-41: 9.749; Gains in Water Available For Use / Savings in Demand under the selected programme (Ml/d) input as +ve 2041-42: 9.4957; Gains in Water Available For Use / Savings in Demand under the selected programme (Ml/d) input as +ve 2042-43: 9.2525; Gains in Water Available For Use / Savings in Demand under the selected programme (Ml/d) input as +ve 2043-44: 9.0477; Gains in Water Available For Use / Savings in Demand under the selected programme (Ml/d) input as +ve 2044-45: 8.8488; Gains in Water Available For Use / Savings in Demand under the selected programme (Ml/d) input as +ve 2045-46: 8.7131; Gains in Water Available For Use / Savings in Demand under the selected programme (Ml/d) input as +ve 2046-47: 8.5831; Gains in Water Available For Use / Savings in Demand under the selected programme (Ml/d) input as +ve 2047-48: 8.456; Gains in Water Available For Use / Savings in Demand under the selected programme (Ml/d) input as +ve 2048-49: 8.3324; Gains in Water Available For Use / Savings in Demand under the selected programme (Ml/d) input as +ve 2049-50: 8.2122
52dA | Critical Period Government Led Interventions | CP Gov Led | Other water efficiency | Customer Options | N | Preferred CP | ESWESX | Ml/d | 2 | Gains in Water Available For Use / Savings in Demand under the selected programme (Ml/d) input as +ve 2021-22: 0; Gains in Water Available For Use / Savings in Demand under the selected programme (Ml/d) input as +ve 2022-23: 0; Gains in Water Available For Use / Savings in Demand under the selected programme (Ml/d) input as +ve 2023-24: 0; Gains in Water Available For Use / Savings in Demand under the selected programme (Ml/d) input as +ve 2024-25: 0; Gains in Water Available For Use / Savings in Demand under the selected programme (Ml/d) input as +ve 2025-26: 0; Gains in Water Available For Use / Savings in Demand under the selected programme (Ml/d) input as +ve 2026-27: 0; Gains in Water Available For Use / Savings in Demand under the selected programme (Ml/d) input as +ve 2027-28: 0.76729; Gains in Water Available For Use / Savings in Demand under the selected programme (Ml/d) input as +ve 2028-29: 1.5307; Gains in Water Available For Use / Savings in Demand under the selected programme (Ml/d) input as +ve 2029-30: 2.2924; Gains in Water Available For Use / Savings in Demand under the selected programme (Ml/d) input as +ve 2030-31: 3.0415; Gains in Water Available For Use / Savings in Demand under the selected programme (Ml/d) input as +ve 2031-32: 3.7915; Gains in Water Available For Use / Savings in Demand under the selected programme (Ml/d) input as +ve 2032-33: 4.5292; Gains in Water Available For Use / Savings in Demand under the selected programme (Ml/d) input as +ve 2033-34: 6.0977; Gains in Water Available For Use / Savings in Demand under the selected programme (Ml/d) input as +ve 2034-35: 7.6454; Gains in Water Available For Use / Savings in Demand under the selected programme (Ml/d) input as +ve 2035-36: 9.1929; Gains in Water Available For Use / Savings in Demand under the selected programme (Ml/d) input as +ve 2036-37: 10.7364; Gains in Water Available For Use / Savings in Demand under the selected programme (Ml/d) input as +ve 2037-38: 12.2737; Gains in Water Available For Use / Savings in Demand under the selected programme (Ml/d) input as +ve 2038-39: 13.8079; Gains in Water Available For Use / Savings in Demand under the selected programme (Ml/d) input as +ve 2039-40: 15.3396; Gains in Water Available For Use / Savings in Demand under the selected programme (Ml/d) input as +ve 2040-41: 16.8623; Gains in Water Available For Use / Savings in Demand under the selected programme (Ml/d) input as +ve 2041-42: 18.3786; Gains in Water Available For Use / Savings in Demand under the selected programme (Ml/d) input as +ve 2042-43: 19.8931; Gains in Water Available For Use / Savings in Demand under the selected programme (Ml/d) input as +ve 2043-44: 20.383; Gains in Water Available For Use / Savings in Demand under the selected programme (Ml/d) input as +ve 2044-45: 20.8799; Gains in Water Available For Use / Savings in Demand under the selected programme (Ml/d) input as +ve 2045-46: 21.3764; Gains in Water Available For Use / Savings in Demand under the selected programme (Ml/d) input as +ve 2046-47: 21.8713; Gains in Water Available For Use / Savings in Demand under the selected programme (Ml/d) input as +ve 2047-48: 22.3712; Gains in Water Available For Use / Savings in Demand under the selected programme (Ml/d) input as +ve 2048-49: 22.8736; Gains in Water Available For Use / Savings in Demand under the selected programme (Ml/d) input as +ve 2049-50: 23.3751
52cA | Critical Period 40% reduction by 2050 | CP Leak 2 | Other leakage control | Distribution Options | N | Preferred CP | ESWESX | Ml/d | 2 | Gains in Water Available For Use / Savings in Demand under the selected programme (Ml/d) input as +ve 2021-22: 0; Gains in Water Available For Use / Savings in Demand under the selected programme (Ml/d) input as +ve 2022-23: 0; Gains in Water Available For Use / Savings in Demand under the selected programme (Ml/d) input as +ve 2023-24: 0; Gains in Water Available For Use / Savings in Demand under the selected programme (Ml/d) input as +ve 2024-25: 0; Gains in Water Available For Use / Savings in Demand under the selected programme (Ml/d) input as +ve 2025-26: 0.20074; Gains in Water Available For Use / Savings in Demand under the selected programme (Ml/d) input as +ve 2026-27: 0.29801; Gains in Water Available For Use / Savings in Demand under the selected programme (Ml/d) input as +ve 2027-28: 0.51191; Gains in Water Available For Use / Savings in Demand under the selected programme (Ml/d) input as +ve 2028-29: 0.75059; Gains in Water Available For Use / Savings in Demand under the selected programme (Ml/d) input as +ve 2029-30: 0.97523; Gains in Water Available For Use / Savings in Demand under the selected programme (Ml/d) input as +ve 2030-31: 1.2145; Gains in Water Available For Use / Savings in Demand under the selected programme (Ml/d) input as +ve 2031-32: 1.4687; Gains in Water Available For Use / Savings in Demand under the selected programme (Ml/d) input as +ve 2032-33: 1.7257; Gains in Water Available For Use / Savings in Demand under the selected programme (Ml/d) input as +ve 2033-34: 1.9858; Gains in Water Available For Use / Savings in Demand under the selected programme (Ml/d) input as +ve 2034-35: 2.2479; Gains in Water Available For Use / Savings in Demand under the selected programme (Ml/d) input as +ve 2035-36: 2.5807; Gains in Water Available For Use / Savings in Demand under the selected programme (Ml/d) input as +ve 2036-37: 2.9814; Gains in Water Available For Use / Savings in Demand under the selected programme (Ml/d) input as +ve 2037-38: 3.3809; Gains in Water Available For Use / Savings in Demand under the selected programme (Ml/d) input as +ve 2038-39: 3.7793; Gains in Water Available For Use / Savings in Demand under the selected programme (Ml/d) input as +ve 2039-40: 4.1764; Gains in Water Available For Use / Savings in Demand under the selected programme (Ml/d) input as +ve 2040-41: 4.5722; Gains in Water Available For Use / Savings in Demand under the selected programme (Ml/d) input as +ve 2041-42: 4.9668; Gains in Water Available For Use / Savings in Demand under the selected programme (Ml/d) input as +ve 2042-43: 5.36; Gains in Water Available For Use / Savings in Demand under the selected programme (Ml/d) input as +ve 2043-44: 5.7518; Gains in Water Available For Use / Savings in Demand under the selected programme (Ml/d) input as +ve 2044-45: 6.1422; Gains in Water Available For Use / Savings in Demand under the selected programme (Ml/d) input as +ve 2045-46: 6.5312; Gains in Water Available For Use / Savings in Demand under the selected programme (Ml/d) input as +ve 2046-47: 6.9187; Gains in Water Available For Use / Savings in Demand under the selected programme (Ml/d) input as +ve 2047-48: 7.3047; Gains in Water Available For Use / Savings in Demand under the selected programme (Ml/d) input as +ve 2048-49: 7.6892; Gains in Water Available For Use / Savings in Demand under the selected programme (Ml/d) input as +ve 2049-50: 8.0722
52dA | Critical Period 40% reduction by 2050 - SPL | CP Leak 4 | Supply pipe repairs / replacement | Customer Options | N | Preferred CP | ESWESX | Ml/d | 2 | Gains in Water Available For Use / Savings in Demand under the selected programme (Ml/d) input as +ve 2021-22: 0; Gains in Water Available For Use / Savings in Demand under the selected programme (Ml/d) input as +ve 2022-23: 0; Gains in Water Available For Use / Savings in Demand under the selected programme (Ml/d) input as +ve 2023-24: 0; Gains in Water Available For Use / Savings in Demand under the selected programme (Ml/d) input as +ve 2024-25: 0; Gains in Water Available For Use / Savings in Demand under the selected programme (Ml/d) input as +ve 2025-26: 0.29383; Gains in Water Available For Use / Savings in Demand under the selected programme (Ml/d) input as +ve 2026-27: 0.69112; Gains in Water Available For Use / Savings in Demand under the selected programme (Ml/d) input as +ve 2027-28: 0.97179; Gains in Water Available For Use / Savings in Demand under the selected programme (Ml/d) input as +ve 2028-29: 1.2277; Gains in Water Available For Use / Savings in Demand under the selected programme (Ml/d) input as +ve 2029-30: 1.4976; Gains in Water Available For Use / Savings in Demand under the selected programme (Ml/d) input as +ve 2030-31: 1.7529; Gains in Water Available For Use / Savings in Demand under the selected programme (Ml/d) input as +ve 2031-32: 1.9933; Gains in Water Available For Use / Savings in Demand under the selected programme (Ml/d) input as +ve 2032-33: 2.2309; Gains in Water Available For Use / Savings in Demand under the selected programme (Ml/d) input as +ve 2033-34: 2.4653; Gains in Water Available For Use / Savings in Demand under the selected programme (Ml/d) input as +ve 2034-35: 2.6977; Gains in Water Available For Use / Savings in Demand under the selected programme (Ml/d) input as +ve 2035-36: 2.8596; Gains in Water Available For Use / Savings in Demand under the selected programme (Ml/d) input as +ve 2036-37: 2.9534; Gains in Water Available For Use / Savings in Demand under the selected programme (Ml/d) input as +ve 2037-38: 3.0484; Gains in Water Available For Use / Savings in Demand under the selected programme (Ml/d) input as +ve 2038-39: 3.1447; Gains in Water Available For Use / Savings in Demand under the selected programme (Ml/d) input as +ve 2039-40: 3.2421; Gains in Water Available For Use / Savings in Demand under the selected programme (Ml/d) input as +ve 2040-41: 3.3409; Gains in Water Available For Use / Savings in Demand under the selected programme (Ml/d) input as +ve 2041-42: 3.4409; Gains in Water Available For Use / Savings in Demand under the selected programme (Ml/d) input as +ve 2042-43: 3.5423; Gains in Water Available For Use / Savings in Demand under the selected programme (Ml/d) input as +ve 2043-44: 3.645; Gains in Water Available For Use / Savings in Demand under the selected programme (Ml/d) input as +ve 2044-45: 3.7491; Gains in Water Available For Use / Savings in Demand under the selected programme (Ml/d) input as +ve 2045-46: 3.8547; Gains in Water Available For Use / Savings in Demand under the selected programme (Ml/d) input as +ve 2046-47: 3.9618; Gains in Water Available For Use / Savings in Demand under the selected programme (Ml/d) input as +ve 2047-48: 4.0703; Gains in Water Available For Use / Savings in Demand under the selected programme (Ml/d) input as +ve 2048-49: 4.1804; Gains in Water Available For Use / Savings in Demand under the selected programme (Ml/d) input as +ve 2049-50: 4.292
52dA | Critical Period Medium scenario | CP WEF Medium | Other water efficiency | Customer Options | N | Preferred CP | ESWESX | Ml/d | 2 | Gains in Water Available For Use / Savings in Demand under the selected programme (Ml/d) input as +ve 2021-22: 0; Gains in Water Available For Use / Savings in Demand under the selected programme (Ml/d) input as +ve 2022-23: 0; Gains in Water Available For Use / Savings in Demand under the selected programme (Ml/d) input as +ve 2023-24: 0; Gains in Water Available For Use / Savings in Demand under the selected programme (Ml/d) input as +ve 2024-25: 0; Gains in Water Available For Use / Savings in Demand under the selected programme (Ml/d) input as +ve 2025-26: 2.2957; Gains in Water Available For Use / Savings in Demand under the selected programme (Ml/d) input as +ve 2026-27: 4.5405; Gains in Water Available For Use / Savings in Demand under the selected programme (Ml/d) input as +ve 2027-28: 6.7808; Gains in Water Available For Use / Savings in Demand under the selected programme (Ml/d) input as +ve 2028-29: 9.0178; Gains in Water Available For Use / Savings in Demand under the selected programme (Ml/d) input as +ve 2029-30: 11.2433; Gains in Water Available For Use / Savings in Demand under the selected programme (Ml/d) input as +ve 2030-31: 13.3167; Gains in Water Available For Use / Savings in Demand under the selected programme (Ml/d) input as +ve 2031-32: 15.4027; Gains in Water Available For Use / Savings in Demand under the selected programme (Ml/d) input as +ve 2032-33: 17.4454; Gains in Water Available For Use / Savings in Demand under the selected programme (Ml/d) input as +ve 2033-34: 19.504; Gains in Water Available For Use / Savings in Demand under the selected programme (Ml/d) input as +ve 2034-35: 21.5163; Gains in Water Available For Use / Savings in Demand under the selected programme (Ml/d) input as +ve 2035-36: 23.503; Gains in Water Available For Use / Savings in Demand under the selected programme (Ml/d) input as +ve 2036-37: 25.4845; Gains in Water Available For Use / Savings in Demand under the selected programme (Ml/d) input as +ve 2037-38: 27.4647; Gains in Water Available For Use / Savings in Demand under the selected programme (Ml/d) input as +ve 2038-39: 29.4439; Gains in Water Available For Use / Savings in Demand under the selected programme (Ml/d) input as +ve 2039-40: 31.4228; Gains in Water Available For Use / Savings in Demand under the selected programme (Ml/d) input as +ve 2040-41: 33.3264; Gains in Water Available For Use / Savings in Demand under the selected programme (Ml/d) input as +ve 2041-42: 35.2218; Gains in Water Available For Use / Savings in Demand under the selected programme (Ml/d) input as +ve 2042-43: 37.1132; Gains in Water Available For Use / Savings in Demand under the selected programme (Ml/d) input as +ve 2043-44: 39.012; Gains in Water Available For Use / Savings in Demand under the selected programme (Ml/d) input as +ve 2044-45: 40.9172; Gains in Water Available For Use / Savings in Demand under the selected programme (Ml/d) input as +ve 2045-46: 40.8685; Gains in Water Available For Use / Savings in Demand under the selected programme (Ml/d) input as +ve 2046-47: 40.8193; Gains in Water Available For Use / Savings in Demand under the selected programme (Ml/d) input as +ve 2047-48: 40.7815; Gains in Water Available For Use / Savings in Demand under the selected programme (Ml/d) input as +ve 2048-49: 40.7497; Gains in Water Available For Use / Savings in Demand under the selected programme (Ml/d) input as +ve 2049-50: 40.7177
52dA | Critical Period Smart scenario | CP HH Smart | Other water efficiency | Customer Options | N | Preferred CP | ESWESX | Ml/d | 2 | Gains in Water Available For Use / Savings in Demand under the selected programme (Ml/d) input as +ve 2021-22: 0; Gains in Water Available For Use / Savings in Demand under the selected programme (Ml/d) input as +ve 2022-23: 0; Gains in Water Available For Use / Savings in Demand under the selected programme (Ml/d) input as +ve 2023-24: 0; Gains in Water Available For Use / Savings in Demand under the selected programme (Ml/d) input as +ve 2024-25: 0; Gains in Water Available For Use / Savings in Demand under the selected programme (Ml/d) input as +ve 2025-26: 0.50492; Gains in Water Available For Use / Savings in Demand under the selected programme (Ml/d) input as +ve 2026-27: 1.1518; Gains in Water Available For Use / Savings in Demand under the selected programme (Ml/d) input as +ve 2027-28: 1.8328; Gains in Water Available For Use / Savings in Demand under the selected programme (Ml/d) input as +ve 2028-29: 2.6202; Gains in Water Available For Use / Savings in Demand under the selected programme (Ml/d) input as +ve 2029-30: 3.4091; Gains in Water Available For Use / Savings in Demand under the selected programme (Ml/d) input as +ve 2030-31: 4.2527; Gains in Water Available For Use / Savings in Demand under the selected programme (Ml/d) input as +ve 2031-32: 5.099; Gains in Water Available For Use / Savings in Demand under the selected programme (Ml/d) input as +ve 2032-33: 5.9299; Gains in Water Available For Use / Savings in Demand under the selected programme (Ml/d) input as +ve 2033-34: 6.7652; Gains in Water Available For Use / Savings in Demand under the selected programme (Ml/d) input as +ve 2034-35: 7.5836; Gains in Water Available For Use / Savings in Demand under the selected programme (Ml/d) input as +ve 2035-36: 7.5618; Gains in Water Available For Use / Savings in Demand under the selected programme (Ml/d) input as +ve 2036-37: 7.5419; Gains in Water Available For Use / Savings in Demand under the selected programme (Ml/d) input as +ve 2037-38: 7.5247; Gains in Water Available For Use / Savings in Demand under the selected programme (Ml/d) input as +ve 2038-39: 7.5095; Gains in Water Available For Use / Savings in Demand under the selected programme (Ml/d) input as +ve 2039-40: 7.4963; Gains in Water Available For Use / Savings in Demand under the selected programme (Ml/d) input as +ve 2040-41: 7.4814; Gains in Water Available For Use / Savings in Demand under the selected programme (Ml/d) input as +ve 2041-42: 7.4664; Gains in Water Available For Use / Savings in Demand under the selected programme (Ml/d) input as +ve 2042-43: 7.4522; Gains in Water Available For Use / Savings in Demand under the selected programme (Ml/d) input as +ve 2043-44: 7.4408; Gains in Water Available For Use / Savings in Demand under the selected programme (Ml/d) input as +ve 2044-45: 7.4317; Gains in Water Available For Use / Savings in Demand under the selected programme (Ml/d) input as +ve 2045-46: 7.4229; Gains in Water Available For Use / Savings in Demand under the selected programme (Ml/d) input as +ve 2046-47: 7.4139; Gains in Water Available For Use / Savings in Demand under the selected programme (Ml/d) input as +ve 2047-48: 7.4071; Gains in Water Available For Use / Savings in Demand under the selected programme (Ml/d) input as +ve 2048-49: 7.4013; Gains in Water Available For Use / Savings in Demand under the selected programme (Ml/d) input as +ve 2049-50: 7.3955
52dA | Critical Period NHH scenario 9% | CP NHH | Other water efficiency | Customer Options | N | Preferred CP | ESWESX | Ml/d | 2 | Gains in Water Available For Use / Savings in Demand under the selected programme (Ml/d) input as +ve 2021-22: 0; Gains in Water Available For Use / Savings in Demand under the selected programme (Ml/d) input as +ve 2022-23: 0; Gains in Water Available For Use / Savings in Demand under the selected programme (Ml/d) input as +ve 2023-24: 0; Gains in Water Available For Use / Savings in Demand under the selected programme (Ml/d) input as +ve 2024-25: 0; Gains in Water Available For Use / Savings in Demand under the selected programme (Ml/d) input as +ve 2025-26: 0.21882; Gains in Water Available For Use / Savings in Demand under the selected programme (Ml/d) input as +ve 2026-27: 0.43764; Gains in Water Available For Use / Savings in Demand under the selected programme (Ml/d) input as +ve 2027-28: 0.65645; Gains in Water Available For Use / Savings in Demand under the selected programme (Ml/d) input as +ve 2028-29: 0.87527; Gains in Water Available For Use / Savings in Demand under the selected programme (Ml/d) input as +ve 2029-30: 1.0941; Gains in Water Available For Use / Savings in Demand under the selected programme (Ml/d) input as +ve 2030-31: 1.592; Gains in Water Available For Use / Savings in Demand under the selected programme (Ml/d) input as +ve 2031-32: 2.0899; Gains in Water Available For Use / Savings in Demand under the selected programme (Ml/d) input as +ve 2032-33: 2.5878; Gains in Water Available For Use / Savings in Demand under the selected programme (Ml/d) input as +ve 2033-34: 3.0857; Gains in Water Available For Use / Savings in Demand under the selected programme (Ml/d) input as +ve 2034-35: 3.5836; Gains in Water Available For Use / Savings in Demand under the selected programme (Ml/d) input as +ve 2035-36: 4.0542; Gains in Water Available For Use / Savings in Demand under the selected programme (Ml/d) input as +ve 2036-37: 4.5248; Gains in Water Available For Use / Savings in Demand under the selected programme (Ml/d) input as +ve 2037-38: 4.9954; Gains in Water Available For Use / Savings in Demand under the selected programme (Ml/d) input as +ve 2038-39: 4.9954; Gains in Water Available For Use / Savings in Demand under the selected programme (Ml/d) input as +ve 2039-40: 4.9954; Gains in Water Available For Use / Savings in Demand under the selected programme (Ml/d) input as +ve 2040-41: 4.9954; Gains in Water Available For Use / Savings in Demand under the selected programme (Ml/d) input as +ve 2041-42: 4.9954; Gains in Water Available For Use / Savings in Demand under the selected programme (Ml/d) input as +ve 2042-43: 4.9954; Gains in Water Available For Use / Savings in Demand under the selected programme (Ml/d) input as +ve 2043-44: 4.9954; Gains in Water Available For Use / Savings in Demand under the selected programme (Ml/d) input as +ve 2044-45: 4.9954; Gains in Water Available For Use / Savings in Demand under the selected programme (Ml/d) input as +ve 2045-46: 4.9954; Gains in Water Available For Use / Savings in Demand under the selected programme (Ml/d) input as +ve 2046-47: 4.9954; Gains in Water Available For Use / Savings in Demand under the selected programme (Ml/d) input as +ve 2047-48: 4.9954; Gains in Water Available For Use / Savings in Demand under the selected programme (Ml/d) input as +ve 2048-49: 4.9954; Gains in Water Available For Use / Savings in Demand under the selected programme (Ml/d) input as +ve 2049-50: 4.9954
52dP | Metering Option 5 | DMO 5 | Metering compulsory | Customer Options | N | Preferred | ESWBLY | Ml/d | 2 | Gains in Water Available For Use / Savings in Demand under the selected programme (Ml/d) input as +ve 2021-22: 0; Gains in Water Available For Use / Savings in Demand under the selected programme (Ml/d) input as +ve 2022-23: 0; Gains in Water Available For Use / Savings in Demand under the selected programme (Ml/d) input as +ve 2023-24: 0; Gains in Water Available For Use / Savings in Demand under the selected programme (Ml/d) input as +ve 2024-25: 0; Gains in Water Available For Use / Savings in Demand under the selected programme (Ml/d) input as +ve 2025-26: -0.012394; Gains in Water Available For Use / Savings in Demand under the selected programme (Ml/d) input as +ve 2026-27: -0.026198; Gains in Water Available For Use / Savings in Demand under the selected programme (Ml/d) input as +ve 2027-28: -0.029349; Gains in Water Available For Use / Savings in Demand under the selected programme (Ml/d) input as +ve 2028-29: -0.032194; Gains in Water Available For Use / Savings in Demand under the selected programme (Ml/d) input as +ve 2029-30: -0.0043355; Gains in Water Available For Use / Savings in Demand under the selected programme (Ml/d) input as +ve 2030-31: 0.047867; Gains in Water Available For Use / Savings in Demand under the selected programme (Ml/d) input as +ve 2031-32: 0.071662; Gains in Water Available For Use / Savings in Demand under the selected programme (Ml/d) input as +ve 2032-33: 0.083741; Gains in Water Available For Use / Savings in Demand under the selected programme (Ml/d) input as +ve 2033-34: 0.094356; Gains in Water Available For Use / Savings in Demand under the selected programme (Ml/d) input as +ve 2034-35: 0.10431; Gains in Water Available For Use / Savings in Demand under the selected programme (Ml/d) input as +ve 2035-36: 0.10347; Gains in Water Available For Use / Savings in Demand under the selected programme (Ml/d) input as +ve 2036-37: 0.10275; Gains in Water Available For Use / Savings in Demand under the selected programme (Ml/d) input as +ve 2037-38: 0.10215; Gains in Water Available For Use / Savings in Demand under the selected programme (Ml/d) input as +ve 2038-39: 0.10161; Gains in Water Available For Use / Savings in Demand under the selected programme (Ml/d) input as +ve 2039-40: 0.10102; Gains in Water Available For Use / Savings in Demand under the selected programme (Ml/d) input as +ve 2040-41: 0.10031; Gains in Water Available For Use / Savings in Demand under the selected programme (Ml/d) input as +ve 2041-42: 0.099836; Gains in Water Available For Use / Savings in Demand under the selected programme (Ml/d) input as +ve 2042-43: 0.099425; Gains in Water Available For Use / Savings in Demand under the selected programme (Ml/d) input as +ve 2043-44: 0.09941; Gains in Water Available For Use / Savings in Demand under the selected programme (Ml/d) input as +ve 2044-45: 0.099437; Gains in Water Available For Use / Savings in Demand under the selected programme (Ml/d) input as +ve 2045-46: 0.099467; Gains in Water Available For Use / Savings in Demand under the selected programme (Ml/d) input as +ve 2046-47: 0.09955; Gains in Water Available For Use / Savings in Demand under the selected programme (Ml/d) input as +ve 2047-48: 0.099653; Gains in Water Available For Use / Savings in Demand under the selected programme (Ml/d) input as +ve 2048-49: 0.099775; Gains in Water Available For Use / Savings in Demand under the selected programme (Ml/d) input as +ve 2049-50: 0.099896
52dP | Medium scenario | WEF Medium | Other water efficiency | Customer Options | N | Preferred | ESWBLY | Ml/d | 2 | Gains in Water Available For Use / Savings in Demand under the selected programme (Ml/d) input as +ve 2021-22: 0; Gains in Water Available For Use / Savings in Demand under the selected programme (Ml/d) input as +ve 2022-23: 0; Gains in Water Available For Use / Savings in Demand under the selected programme (Ml/d) input as +ve 2023-24: 0; Gains in Water Available For Use / Savings in Demand under the selected programme (Ml/d) input as +ve 2024-25: 0; Gains in Water Available For Use / Savings in Demand under the selected programme (Ml/d) input as +ve 2025-26: 0.03569; Gains in Water Available For Use / Savings in Demand under the selected programme (Ml/d) input as +ve 2026-27: 0.07085; Gains in Water Available For Use / Savings in Demand under the selected programme (Ml/d) input as +ve 2027-28: 0.10571; Gains in Water Available For Use / Savings in Demand under the selected programme (Ml/d) input as +ve 2028-29: 0.14015; Gains in Water Available For Use / Savings in Demand under the selected programme (Ml/d) input as +ve 2029-30: 0.17383; Gains in Water Available For Use / Savings in Demand under the selected programme (Ml/d) input as +ve 2030-31: 0.20584; Gains in Water Available For Use / Savings in Demand under the selected programme (Ml/d) input as +ve 2031-32: 0.23782; Gains in Water Available For Use / Savings in Demand under the selected programme (Ml/d) input as +ve 2032-33: 0.26964; Gains in Water Available For Use / Savings in Demand under the selected programme (Ml/d) input as +ve 2033-34: 0.30117; Gains in Water Available For Use / Savings in Demand under the selected programme (Ml/d) input as +ve 2034-35: 0.33249; Gains in Water Available For Use / Savings in Demand under the selected programme (Ml/d) input as +ve 2035-36: 0.34078; Gains in Water Available For Use / Savings in Demand under the selected programme (Ml/d) input as +ve 2036-37: 0.34897; Gains in Water Available For Use / Savings in Demand under the selected programme (Ml/d) input as +ve 2037-38: 0.35727; Gains in Water Available For Use / Savings in Demand under the selected programme (Ml/d) input as +ve 2038-39: 0.36563; Gains in Water Available For Use / Savings in Demand under the selected programme (Ml/d) input as +ve 2039-40: 0.37379; Gains in Water Available For Use / Savings in Demand under the selected programme (Ml/d) input as +ve 2040-41: 0.38159; Gains in Water Available For Use / Savings in Demand under the selected programme (Ml/d) input as +ve 2041-42: 0.38953; Gains in Water Available For Use / Savings in Demand under the selected programme (Ml/d) input as +ve 2042-43: 0.39748; Gains in Water Available For Use / Savings in Demand under the selected programme (Ml/d) input as +ve 2043-44: 0.40548; Gains in Water Available For Use / Savings in Demand under the selected programme (Ml/d) input as +ve 2044-45: 0.41349; Gains in Water Available For Use / Savings in Demand under the selected programme (Ml/d) input as +ve 2045-46: 0.42116; Gains in Water Available For Use / Savings in Demand under the selected programme (Ml/d) input as +ve 2046-47: 0.42885; Gains in Water Available For Use / Savings in Demand under the selected programme (Ml/d) input as +ve 2047-48: 0.43665; Gains in Water Available For Use / Savings in Demand under the selected programme (Ml/d) input as +ve 2048-49: 0.44454; Gains in Water Available For Use / Savings in Demand under the selected programme (Ml/d) input as +ve 2049-50: 0.44401
52dP | Smart scenario | HH Smart | Other water efficiency | Customer Options | N | Preferred | ESWBLY | Ml/d | 2 | Gains in Water Available For Use / Savings in Demand under the selected programme (Ml/d) input as +ve 2021-22: 0; Gains in Water Available For Use / Savings in Demand under the selected programme (Ml/d) input as +ve 2022-23: 0; Gains in Water Available For Use / Savings in Demand under the selected programme (Ml/d) input as +ve 2023-24: 0; Gains in Water Available For Use / Savings in Demand under the selected programme (Ml/d) input as +ve 2024-25: 0; Gains in Water Available For Use / Savings in Demand under the selected programme (Ml/d) input as +ve 2025-26: 0.013178; Gains in Water Available For Use / Savings in Demand under the selected programme (Ml/d) input as +ve 2026-27: 0.039369; Gains in Water Available For Use / Savings in Demand under the selected programme (Ml/d) input as +ve 2027-28: 0.043888; Gains in Water Available For Use / Savings in Demand under the selected programme (Ml/d) input as +ve 2028-29: 0.083937; Gains in Water Available For Use / Savings in Demand under the selected programme (Ml/d) input as +ve 2029-30: 0.12562; Gains in Water Available For Use / Savings in Demand under the selected programme (Ml/d) input as +ve 2030-31: 0.14181; Gains in Water Available For Use / Savings in Demand under the selected programme (Ml/d) input as +ve 2031-32: 0.15805; Gains in Water Available For Use / Savings in Demand under the selected programme (Ml/d) input as +ve 2032-33: 0.1742; Gains in Water Available For Use / Savings in Demand under the selected programme (Ml/d) input as +ve 2033-34: 0.1902; Gains in Water Available For Use / Savings in Demand under the selected programme (Ml/d) input as +ve 2034-35: 0.2061; Gains in Water Available For Use / Savings in Demand under the selected programme (Ml/d) input as +ve 2035-36: 0.2055; Gains in Water Available For Use / Savings in Demand under the selected programme (Ml/d) input as +ve 2036-37: 0.20485; Gains in Water Available For Use / Savings in Demand under the selected programme (Ml/d) input as +ve 2037-38: 0.20428; Gains in Water Available For Use / Savings in Demand under the selected programme (Ml/d) input as +ve 2038-39: 0.20376; Gains in Water Available For Use / Savings in Demand under the selected programme (Ml/d) input as +ve 2039-40: 0.20317; Gains in Water Available For Use / Savings in Demand under the selected programme (Ml/d) input as +ve 2040-41: 0.20257; Gains in Water Available For Use / Savings in Demand under the selected programme (Ml/d) input as +ve 2041-42: 0.20204; Gains in Water Available For Use / Savings in Demand under the selected programme (Ml/d) input as +ve 2042-43: 0.20155; Gains in Water Available For Use / Savings in Demand under the selected programme (Ml/d) input as +ve 2043-44: 0.2011; Gains in Water Available For Use / Savings in Demand under the selected programme (Ml/d) input as +ve 2044-45: 0.20067; Gains in Water Available For Use / Savings in Demand under the selected programme (Ml/d) input as +ve 2045-46: 0.20025; Gains in Water Available For Use / Savings in Demand under the selected programme (Ml/d) input as +ve 2046-47: 0.19986; Gains in Water Available For Use / Savings in Demand under the selected programme (Ml/d) input as +ve 2047-48: 0.19953; Gains in Water Available For Use / Savings in Demand under the selected programme (Ml/d) input as +ve 2048-49: 0.19926; Gains in Water Available For Use / Savings in Demand under the selected programme (Ml/d) input as +ve 2049-50: 0.20749
52cP | 40% reduction by 2050 - DL | LEAK 2 | Other leakage control | Distribution Options | N | Preferred | ESWBLY | Ml/d | 2 | Gains in Water Available For Use / Savings in Demand under the selected programme (Ml/d) input as +ve 2021-22: 0; Gains in Water Available For Use / Savings in Demand under the selected programme (Ml/d) input as +ve 2022-23: 0; Gains in Water Available For Use / Savings in Demand under the selected programme (Ml/d) input as +ve 2023-24: 0; Gains in Water Available For Use / Savings in Demand under the selected programme (Ml/d) input as +ve 2024-25: 0; Gains in Water Available For Use / Savings in Demand under the selected programme (Ml/d) input as +ve 2025-26: 0.016013; Gains in Water Available For Use / Savings in Demand under the selected programme (Ml/d) input as +ve 2026-27: 0.032298; Gains in Water Available For Use / Savings in Demand under the selected programme (Ml/d) input as +ve 2027-28: 0.046891; Gains in Water Available For Use / Savings in Demand under the selected programme (Ml/d) input as +ve 2028-29: 0.061476; Gains in Water Available For Use / Savings in Demand under the selected programme (Ml/d) input as +ve 2029-30: 0.067705; Gains in Water Available For Use / Savings in Demand under the selected programme (Ml/d) input as +ve 2030-31: 0.06822; Gains in Water Available For Use / Savings in Demand under the selected programme (Ml/d) input as +ve 2031-32: 0.076905; Gains in Water Available For Use / Savings in Demand under the selected programme (Ml/d) input as +ve 2032-33: 0.091173; Gains in Water Available For Use / Savings in Demand under the selected programme (Ml/d) input as +ve 2033-34: 0.10543; Gains in Water Available For Use / Savings in Demand under the selected programme (Ml/d) input as +ve 2034-35: 0.11967; Gains in Water Available For Use / Savings in Demand under the selected programme (Ml/d) input as +ve 2035-36: 0.13389; Gains in Water Available For Use / Savings in Demand under the selected programme (Ml/d) input as +ve 2036-37: 0.1481; Gains in Water Available For Use / Savings in Demand under the selected programme (Ml/d) input as +ve 2037-38: 0.1623; Gains in Water Available For Use / Savings in Demand under the selected programme (Ml/d) input as +ve 2038-39: 0.17649; Gains in Water Available For Use / Savings in Demand under the selected programme (Ml/d) input as +ve 2039-40: 0.19066; Gains in Water Available For Use / Savings in Demand under the selected programme (Ml/d) input as +ve 2040-41: 0.20482; Gains in Water Available For Use / Savings in Demand under the selected programme (Ml/d) input as +ve 2041-42: 0.21896; Gains in Water Available For Use / Savings in Demand under the selected programme (Ml/d) input as +ve 2042-43: 0.23309; Gains in Water Available For Use / Savings in Demand under the selected programme (Ml/d) input as +ve 2043-44: 0.2472; Gains in Water Available For Use / Savings in Demand under the selected programme (Ml/d) input as +ve 2044-45: 0.26131; Gains in Water Available For Use / Savings in Demand under the selected programme (Ml/d) input as +ve 2045-46: 0.2754; Gains in Water Available For Use / Savings in Demand under the selected programme (Ml/d) input as +ve 2046-47: 0.28948; Gains in Water Available For Use / Savings in Demand under the selected programme (Ml/d) input as +ve 2047-48: 0.30356; Gains in Water Available For Use / Savings in Demand under the selected programme (Ml/d) input as +ve 2048-49: 0.31762; Gains in Water Available For Use / Savings in Demand under the selected programme (Ml/d) input as +ve 2049-50: 0.33168
52dP | 40% reduction by 2050 - SPL | LEAK 4 | Supply pipe repairs / replacement | Customer Options | N | Preferred | ESWBLY | Ml/d | 2 | Gains in Water Available For Use / Savings in Demand under the selected programme (Ml/d) input as +ve 2021-22: 0; Gains in Water Available For Use / Savings in Demand under the selected programme (Ml/d) input as +ve 2022-23: 0; Gains in Water Available For Use / Savings in Demand under the selected programme (Ml/d) input as +ve 2023-24: 0; Gains in Water Available For Use / Savings in Demand under the selected programme (Ml/d) input as +ve 2024-25: 0; Gains in Water Available For Use / Savings in Demand under the selected programme (Ml/d) input as +ve 2025-26: -0.00034263; Gains in Water Available For Use / Savings in Demand under the selected programme (Ml/d) input as +ve 2026-27: -0.00095738; Gains in Water Available For Use / Savings in Demand under the selected programme (Ml/d) input as +ve 2027-28: 0.00011927; Gains in Water Available For Use / Savings in Demand under the selected programme (Ml/d) input as +ve 2028-29: 0.0012047; Gains in Water Available For Use / Savings in Demand under the selected programme (Ml/d) input as +ve 2029-30: 0.010646; Gains in Water Available For Use / Savings in Demand under the selected programme (Ml/d) input as +ve 2030-31: 0.025801; Gains in Water Available For Use / Savings in Demand under the selected programme (Ml/d) input as +ve 2031-32: 0.032787; Gains in Water Available For Use / Savings in Demand under the selected programme (Ml/d) input as +ve 2032-33: 0.034188; Gains in Water Available For Use / Savings in Demand under the selected programme (Ml/d) input as +ve 2033-34: 0.035604; Gains in Water Available For Use / Savings in Demand under the selected programme (Ml/d) input as +ve 2034-35: 0.037034; Gains in Water Available For Use / Savings in Demand under the selected programme (Ml/d) input as +ve 2035-36: 0.038479; Gains in Water Available For Use / Savings in Demand under the selected programme (Ml/d) input as +ve 2036-37: 0.039938; Gains in Water Available For Use / Savings in Demand under the selected programme (Ml/d) input as +ve 2037-38: 0.04141; Gains in Water Available For Use / Savings in Demand under the selected programme (Ml/d) input as +ve 2038-39: 0.042894; Gains in Water Available For Use / Savings in Demand under the selected programme (Ml/d) input as +ve 2039-40: 0.044389; Gains in Water Available For Use / Savings in Demand under the selected programme (Ml/d) input as +ve 2040-41: 0.045903; Gains in Water Available For Use / Savings in Demand under the selected programme (Ml/d) input as +ve 2041-42: 0.047435; Gains in Water Available For Use / Savings in Demand under the selected programme (Ml/d) input as +ve 2042-43: 0.048978; Gains in Water Available For Use / Savings in Demand under the selected programme (Ml/d) input as +ve 2043-44: 0.050533; Gains in Water Available For Use / Savings in Demand under the selected programme (Ml/d) input as +ve 2044-45: 0.052099; Gains in Water Available For Use / Savings in Demand under the selected programme (Ml/d) input as +ve 2045-46: 0.053676; Gains in Water Available For Use / Savings in Demand under the selected programme (Ml/d) input as +ve 2046-47: 0.055263; Gains in Water Available For Use / Savings in Demand under the selected programme (Ml/d) input as +ve 2047-48: 0.056858; Gains in Water Available For Use / Savings in Demand under the selected programme (Ml/d) input as +ve 2048-49: 0.058461; Gains in Water Available For Use / Savings in Demand under the selected programme (Ml/d) input as +ve 2049-50: 0.060072
52dP | NHH scenario 9% | NHH | Other water efficiency | Customer Options | N | Preferred | ESWBLY | Ml/d | 2 | Gains in Water Available For Use / Savings in Demand under the selected programme (Ml/d) input as +ve 2021-22: 0; Gains in Water Available For Use / Savings in Demand under the selected programme (Ml/d) input as +ve 2022-23: 0; Gains in Water Available For Use / Savings in Demand under the selected programme (Ml/d) input as +ve 2023-24: 0; Gains in Water Available For Use / Savings in Demand under the selected programme (Ml/d) input as +ve 2024-25: 0; Gains in Water Available For Use / Savings in Demand under the selected programme (Ml/d) input as +ve 2025-26: 0.010145; Gains in Water Available For Use / Savings in Demand under the selected programme (Ml/d) input as +ve 2026-27: 0.020289; Gains in Water Available For Use / Savings in Demand under the selected programme (Ml/d) input as +ve 2027-28: 0.030434; Gains in Water Available For Use / Savings in Demand under the selected programme (Ml/d) input as +ve 2028-29: 0.040578; Gains in Water Available For Use / Savings in Demand under the selected programme (Ml/d) input as +ve 2029-30: 0.050723; Gains in Water Available For Use / Savings in Demand under the selected programme (Ml/d) input as +ve 2030-31: 0.072468; Gains in Water Available For Use / Savings in Demand under the selected programme (Ml/d) input as +ve 2031-32: 0.094213; Gains in Water Available For Use / Savings in Demand under the selected programme (Ml/d) input as +ve 2032-33: 0.11596; Gains in Water Available For Use / Savings in Demand under the selected programme (Ml/d) input as +ve 2033-34: 0.1377; Gains in Water Available For Use / Savings in Demand under the selected programme (Ml/d) input as +ve 2034-35: 0.15945; Gains in Water Available For Use / Savings in Demand under the selected programme (Ml/d) input as +ve 2035-36: 0.17965; Gains in Water Available For Use / Savings in Demand under the selected programme (Ml/d) input as +ve 2036-37: 0.19984; Gains in Water Available For Use / Savings in Demand under the selected programme (Ml/d) input as +ve 2037-38: 0.22004; Gains in Water Available For Use / Savings in Demand under the selected programme (Ml/d) input as +ve 2038-39: 0.22004; Gains in Water Available For Use / Savings in Demand under the selected programme (Ml/d) input as +ve 2039-40: 0.22004; Gains in Water Available For Use / Savings in Demand under the selected programme (Ml/d) input as +ve 2040-41: 0.22004; Gains in Water Available For Use / Savings in Demand under the selected programme (Ml/d) input as +ve 2041-42: 0.22004; Gains in Water Available For Use / Savings in Demand under the selected programme (Ml/d) input as +ve 2042-43: 0.22004; Gains in Water Available For Use / Savings in Demand under the selected programme (Ml/d) input as +ve 2043-44: 0.22004; Gains in Water Available For Use / Savings in Demand under the selected programme (Ml/d) input as +ve 2044-45: 0.22004; Gains in Water Available For Use / Savings in Demand under the selected programme (Ml/d) input as +ve 2045-46: 0.22004; Gains in Water Available For Use / Savings in Demand under the selected programme (Ml/d) input as +ve 2046-47: 0.22004; Gains in Water Available For Use / Savings in Demand under the selected programme (Ml/d) input as +ve 2047-48: 0.22004; Gains in Water Available For Use / Savings in Demand under the selected programme (Ml/d) input as +ve 2048-49: 0.22004; Gains in Water Available For Use / Savings in Demand under the selected programme (Ml/d) input as +ve 2049-50: 0.22004
52dP | Government Led Interventions | Gov Led | Other water efficiency | Customer Options | N | Preferred | ESWBLY | Ml/d | 2 | Gains in Water Available For Use / Savings in Demand under the selected programme (Ml/d) input as +ve 2021-22: 0; Gains in Water Available For Use / Savings in Demand under the selected programme (Ml/d) input as +ve 2022-23: 0; Gains in Water Available For Use / Savings in Demand under the selected programme (Ml/d) input as +ve 2023-24: 0; Gains in Water Available For Use / Savings in Demand under the selected programme (Ml/d) input as +ve 2024-25: 0; Gains in Water Available For Use / Savings in Demand under the selected programme (Ml/d) input as +ve 2025-26: 0; Gains in Water Available For Use / Savings in Demand under the selected programme (Ml/d) input as +ve 2026-27: 0; Gains in Water Available For Use / Savings in Demand under the selected programme (Ml/d) input as +ve 2027-28: 0.012316; Gains in Water Available For Use / Savings in Demand under the selected programme (Ml/d) input as +ve 2028-29: 0.024493; Gains in Water Available For Use / Savings in Demand under the selected programme (Ml/d) input as +ve 2029-30: 0.036494; Gains in Water Available For Use / Savings in Demand under the selected programme (Ml/d) input as +ve 2030-31: 0.048407; Gains in Water Available For Use / Savings in Demand under the selected programme (Ml/d) input as +ve 2031-32: 0.060275; Gains in Water Available For Use / Savings in Demand under the selected programme (Ml/d) input as +ve 2032-33: 0.072075; Gains in Water Available For Use / Savings in Demand under the selected programme (Ml/d) input as +ve 2033-34: 0.09694; Gains in Water Available For Use / Savings in Demand under the selected programme (Ml/d) input as +ve 2034-35: 0.12163; Gains in Water Available For Use / Savings in Demand under the selected programme (Ml/d) input as +ve 2035-36: 0.14621; Gains in Water Available For Use / Savings in Demand under the selected programme (Ml/d) input as +ve 2036-37: 0.17063; Gains in Water Available For Use / Savings in Demand under the selected programme (Ml/d) input as +ve 2037-38: 0.19495; Gains in Water Available For Use / Savings in Demand under the selected programme (Ml/d) input as +ve 2038-39: 0.21921; Gains in Water Available For Use / Savings in Demand under the selected programme (Ml/d) input as +ve 2039-40: 0.24321; Gains in Water Available For Use / Savings in Demand under the selected programme (Ml/d) input as +ve 2040-41: 0.26705; Gains in Water Available For Use / Savings in Demand under the selected programme (Ml/d) input as +ve 2041-42: 0.29089; Gains in Water Available For Use / Savings in Demand under the selected programme (Ml/d) input as +ve 2042-43: 0.31469; Gains in Water Available For Use / Savings in Demand under the selected programme (Ml/d) input as +ve 2043-44: 0.32223; Gains in Water Available For Use / Savings in Demand under the selected programme (Ml/d) input as +ve 2044-45: 0.32982; Gains in Water Available For Use / Savings in Demand under the selected programme (Ml/d) input as +ve 2045-46: 0.33738; Gains in Water Available For Use / Savings in Demand under the selected programme (Ml/d) input as +ve 2046-47: 0.34497; Gains in Water Available For Use / Savings in Demand under the selected programme (Ml/d) input as +ve 2047-48: 0.35268; Gains in Water Available For Use / Savings in Demand under the selected programme (Ml/d) input as +ve 2048-49: 0.36049; Gains in Water Available For Use / Savings in Demand under the selected programme (Ml/d) input as +ve 2049-50: 0.36836
52dA | Critical Period Metering Option 5 | CP DMO 5 | Metering compulsory | Customer Options | N | Preferred CP | ESWBLY | Ml/d | 2 | Gains in Water Available For Use / Savings in Demand under the selected programme (Ml/d) input as +ve 2021-22: 0; Gains in Water Available For Use / Savings in Demand under the selected programme (Ml/d) input as +ve 2022-23: 0; Gains in Water Available For Use / Savings in Demand under the selected programme (Ml/d) input as +ve 2023-24: 0; Gains in Water Available For Use / Savings in Demand under the selected programme (Ml/d) input as +ve 2024-25: 0; Gains in Water Available For Use / Savings in Demand under the selected programme (Ml/d) input as +ve 2025-26: -0.044053; Gains in Water Available For Use / Savings in Demand under the selected programme (Ml/d) input as +ve 2026-27: -0.093139; Gains in Water Available For Use / Savings in Demand under the selected programme (Ml/d) input as +ve 2027-28: -0.10416; Gains in Water Available For Use / Savings in Demand under the selected programme (Ml/d) input as +ve 2028-29: -0.11411; Gains in Water Available For Use / Savings in Demand under the selected programme (Ml/d) input as +ve 2029-30: 0.010341; Gains in Water Available For Use / Savings in Demand under the selected programme (Ml/d) input as +ve 2030-31: 0.22778; Gains in Water Available For Use / Savings in Demand under the selected programme (Ml/d) input as +ve 2031-32: 0.31452; Gains in Water Available For Use / Savings in Demand under the selected programme (Ml/d) input as +ve 2032-33: 0.32214; Gains in Water Available For Use / Savings in Demand under the selected programme (Ml/d) input as +ve 2033-34: 0.32759; Gains in Water Available For Use / Savings in Demand under the selected programme (Ml/d) input as +ve 2034-35: 0.33242; Gains in Water Available For Use / Savings in Demand under the selected programme (Ml/d) input as +ve 2035-36: 0.3276; Gains in Water Available For Use / Savings in Demand under the selected programme (Ml/d) input as +ve 2036-37: 0.32295; Gains in Water Available For Use / Savings in Demand under the selected programme (Ml/d) input as +ve 2037-38: 0.31842; Gains in Water Available For Use / Savings in Demand under the selected programme (Ml/d) input as +ve 2038-39: 0.31404; Gains in Water Available For Use / Savings in Demand under the selected programme (Ml/d) input as +ve 2039-40: 0.30962; Gains in Water Available For Use / Savings in Demand under the selected programme (Ml/d) input as +ve 2040-41: 0.3052; Gains in Water Available For Use / Savings in Demand under the selected programme (Ml/d) input as +ve 2041-42: 0.30112; Gains in Water Available For Use / Savings in Demand under the selected programme (Ml/d) input as +ve 2042-43: 0.29725; Gains in Water Available For Use / Savings in Demand under the selected programme (Ml/d) input as +ve 2043-44: 0.29477; Gains in Water Available For Use / Savings in Demand under the selected programme (Ml/d) input as +ve 2044-45: 0.29235; Gains in Water Available For Use / Savings in Demand under the selected programme (Ml/d) input as +ve 2045-46: 0.29; Gains in Water Available For Use / Savings in Demand under the selected programme (Ml/d) input as +ve 2046-47: 0.28778; Gains in Water Available For Use / Savings in Demand under the selected programme (Ml/d) input as +ve 2047-48: 0.28557; Gains in Water Available For Use / Savings in Demand under the selected programme (Ml/d) input as +ve 2048-49: 0.28342; Gains in Water Available For Use / Savings in Demand under the selected programme (Ml/d) input as +ve 2049-50: 0.28121
52dA | Critical Period Government Led Interventions | CP Gov Led | Other water efficiency | Customer Options | N | Preferred CP | ESWBLY | Ml/d | 2 | Gains in Water Available For Use / Savings in Demand under the selected programme (Ml/d) input as +ve 2021-22: 0; Gains in Water Available For Use / Savings in Demand under the selected programme (Ml/d) input as +ve 2022-23: 0; Gains in Water Available For Use / Savings in Demand under the selected programme (Ml/d) input as +ve 2023-24: 0; Gains in Water Available For Use / Savings in Demand under the selected programme (Ml/d) input as +ve 2024-25: 0; Gains in Water Available For Use / Savings in Demand under the selected programme (Ml/d) input as +ve 2025-26: 0; Gains in Water Available For Use / Savings in Demand under the selected programme (Ml/d) input as +ve 2026-27: 0; Gains in Water Available For Use / Savings in Demand under the selected programme (Ml/d) input as +ve 2027-28: 0.013333; Gains in Water Available For Use / Savings in Demand under the selected programme (Ml/d) input as +ve 2028-29: 0.026475; Gains in Water Available For Use / Savings in Demand under the selected programme (Ml/d) input as +ve 2029-30: 0.039393; Gains in Water Available For Use / Savings in Demand under the selected programme (Ml/d) input as +ve 2030-31: 0.052212; Gains in Water Available For Use / Savings in Demand under the selected programme (Ml/d) input as +ve 2031-32: 0.065013; Gains in Water Available For Use / Savings in Demand under the selected programme (Ml/d) input as +ve 2032-33: 0.077738; Gains in Water Available For Use / Savings in Demand under the selected programme (Ml/d) input as +ve 2033-34: 0.10456; Gains in Water Available For Use / Savings in Demand under the selected programme (Ml/d) input as +ve 2034-35: 0.13119; Gains in Water Available For Use / Savings in Demand under the selected programme (Ml/d) input as +ve 2035-36: 0.15768; Gains in Water Available For Use / Savings in Demand under the selected programme (Ml/d) input as +ve 2036-37: 0.18402; Gains in Water Available For Use / Savings in Demand under the selected programme (Ml/d) input as +ve 2037-38: 0.21023; Gains in Water Available For Use / Savings in Demand under the selected programme (Ml/d) input as +ve 2038-39: 0.23636; Gains in Water Available For Use / Savings in Demand under the selected programme (Ml/d) input as +ve 2039-40: 0.26222; Gains in Water Available For Use / Savings in Demand under the selected programme (Ml/d) input as +ve 2040-41: 0.2879; Gains in Water Available For Use / Savings in Demand under the selected programme (Ml/d) input as +ve 2041-42: 0.31358; Gains in Water Available For Use / Savings in Demand under the selected programme (Ml/d) input as +ve 2042-43: 0.33919; Gains in Water Available For Use / Savings in Demand under the selected programme (Ml/d) input as +ve 2043-44: 0.34727; Gains in Water Available For Use / Savings in Demand under the selected programme (Ml/d) input as +ve 2044-45: 0.3554; Gains in Water Available For Use / Savings in Demand under the selected programme (Ml/d) input as +ve 2045-46: 0.3635; Gains in Water Available For Use / Savings in Demand under the selected programme (Ml/d) input as +ve 2046-47: 0.37162; Gains in Water Available For Use / Savings in Demand under the selected programme (Ml/d) input as +ve 2047-48: 0.37986; Gains in Water Available For Use / Savings in Demand under the selected programme (Ml/d) input as +ve 2048-49: 0.3882; Gains in Water Available For Use / Savings in Demand under the selected programme (Ml/d) input as +ve 2049-50: 0.39659
52cA | Critical Period 40% reduction by 2050 | CP Leak 2 | Other leakage control | Distribution Options | N | Preferred CP | ESWBLY | Ml/d | 2 | Gains in Water Available For Use / Savings in Demand under the selected programme (Ml/d) input as +ve 2021-22: 0; Gains in Water Available For Use / Savings in Demand under the selected programme (Ml/d) input as +ve 2022-23: 0; Gains in Water Available For Use / Savings in Demand under the selected programme (Ml/d) input as +ve 2023-24: 0; Gains in Water Available For Use / Savings in Demand under the selected programme (Ml/d) input as +ve 2024-25: 0; Gains in Water Available For Use / Savings in Demand under the selected programme (Ml/d) input as +ve 2025-26: 0.016013; Gains in Water Available For Use / Savings in Demand under the selected programme (Ml/d) input as +ve 2026-27: 0.032298; Gains in Water Available For Use / Savings in Demand under the selected programme (Ml/d) input as +ve 2027-28: 0.046891; Gains in Water Available For Use / Savings in Demand under the selected programme (Ml/d) input as +ve 2028-29: 0.061476; Gains in Water Available For Use / Savings in Demand under the selected programme (Ml/d) input as +ve 2029-30: 0.067705; Gains in Water Available For Use / Savings in Demand under the selected programme (Ml/d) input as +ve 2030-31: 0.06822; Gains in Water Available For Use / Savings in Demand under the selected programme (Ml/d) input as +ve 2031-32: 0.076905; Gains in Water Available For Use / Savings in Demand under the selected programme (Ml/d) input as +ve 2032-33: 0.091173; Gains in Water Available For Use / Savings in Demand under the selected programme (Ml/d) input as +ve 2033-34: 0.10543; Gains in Water Available For Use / Savings in Demand under the selected programme (Ml/d) input as +ve 2034-35: 0.11967; Gains in Water Available For Use / Savings in Demand under the selected programme (Ml/d) input as +ve 2035-36: 0.13389; Gains in Water Available For Use / Savings in Demand under the selected programme (Ml/d) input as +ve 2036-37: 0.1481; Gains in Water Available For Use / Savings in Demand under the selected programme (Ml/d) input as +ve 2037-38: 0.1623; Gains in Water Available For Use / Savings in Demand under the selected programme (Ml/d) input as +ve 2038-39: 0.17649; Gains in Water Available For Use / Savings in Demand under the selected programme (Ml/d) input as +ve 2039-40: 0.19066; Gains in Water Available For Use / Savings in Demand under the selected programme (Ml/d) input as +ve 2040-41: 0.20482; Gains in Water Available For Use / Savings in Demand under the selected programme (Ml/d) input as +ve 2041-42: 0.21896; Gains in Water Available For Use / Savings in Demand under the selected programme (Ml/d) input as +ve 2042-43: 0.23309; Gains in Water Available For Use / Savings in Demand under the selected programme (Ml/d) input as +ve 2043-44: 0.2472; Gains in Water Available For Use / Savings in Demand under the selected programme (Ml/d) input as +ve 2044-45: 0.26131; Gains in Water Available For Use / Savings in Demand under the selected programme (Ml/d) input as +ve 2045-46: 0.2754; Gains in Water Available For Use / Savings in Demand under the selected programme (Ml/d) input as +ve 2046-47: 0.28948; Gains in Water Available For Use / Savings in Demand under the selected programme (Ml/d) input as +ve 2047-48: 0.30356; Gains in Water Available For Use / Savings in Demand under the selected programme (Ml/d) input as +ve 2048-49: 0.31762; Gains in Water Available For Use / Savings in Demand under the selected programme (Ml/d) input as +ve 2049-50: 0.33168
52dA | Critical Period 40% reduction by 2050 - SPL | CP Leak 4 | Supply pipe repairs / replacement | Customer Options | N | Preferred CP | ESWBLY | Ml/d | 2 | Gains in Water Available For Use / Savings in Demand under the selected programme (Ml/d) input as +ve 2021-22: 0; Gains in Water Available For Use / Savings in Demand under the selected programme (Ml/d) input as +ve 2022-23: 0; Gains in Water Available For Use / Savings in Demand under the selected programme (Ml/d) input as +ve 2023-24: 0; Gains in Water Available For Use / Savings in Demand under the selected programme (Ml/d) input as +ve 2024-25: 0; Gains in Water Available For Use / Savings in Demand under the selected programme (Ml/d) input as +ve 2025-26: -0.00034263; Gains in Water Available For Use / Savings in Demand under the selected programme (Ml/d) input as +ve 2026-27: -0.00095738; Gains in Water Available For Use / Savings in Demand under the selected programme (Ml/d) input as +ve 2027-28: 0.00011927; Gains in Water Available For Use / Savings in Demand under the selected programme (Ml/d) input as +ve 2028-29: 0.0012047; Gains in Water Available For Use / Savings in Demand under the selected programme (Ml/d) input as +ve 2029-30: 0.010646; Gains in Water Available For Use / Savings in Demand under the selected programme (Ml/d) input as +ve 2030-31: 0.025801; Gains in Water Available For Use / Savings in Demand under the selected programme (Ml/d) input as +ve 2031-32: 0.032787; Gains in Water Available For Use / Savings in Demand under the selected programme (Ml/d) input as +ve 2032-33: 0.034188; Gains in Water Available For Use / Savings in Demand under the selected programme (Ml/d) input as +ve 2033-34: 0.035604; Gains in Water Available For Use / Savings in Demand under the selected programme (Ml/d) input as +ve 2034-35: 0.037034; Gains in Water Available For Use / Savings in Demand under the selected programme (Ml/d) input as +ve 2035-36: 0.038479; Gains in Water Available For Use / Savings in Demand under the selected programme (Ml/d) input as +ve 2036-37: 0.039938; Gains in Water Available For Use / Savings in Demand under the selected programme (Ml/d) input as +ve 2037-38: 0.04141; Gains in Water Available For Use / Savings in Demand under the selected programme (Ml/d) input as +ve 2038-39: 0.042894; Gains in Water Available For Use / Savings in Demand under the selected programme (Ml/d) input as +ve 2039-40: 0.044389; Gains in Water Available For Use / Savings in Demand under the selected programme (Ml/d) input as +ve 2040-41: 0.045903; Gains in Water Available For Use / Savings in Demand under the selected programme (Ml/d) input as +ve 2041-42: 0.047435; Gains in Water Available For Use / Savings in Demand under the selected programme (Ml/d) input as +ve 2042-43: 0.048978; Gains in Water Available For Use / Savings in Demand under the selected programme (Ml/d) input as +ve 2043-44: 0.050533; Gains in Water Available For Use / Savings in Demand under the selected programme (Ml/d) input as +ve 2044-45: 0.052099; Gains in Water Available For Use / Savings in Demand under the selected programme (Ml/d) input as +ve 2045-46: 0.053676; Gains in Water Available For Use / Savings in Demand under the selected programme (Ml/d) input as +ve 2046-47: 0.055263; Gains in Water Available For Use / Savings in Demand under the selected programme (Ml/d) input as +ve 2047-48: 0.056858; Gains in Water Available For Use / Savings in Demand under the selected programme (Ml/d) input as +ve 2048-49: 0.058461; Gains in Water Available For Use / Savings in Demand under the selected programme (Ml/d) input as +ve 2049-50: 0.060072
52dA | Critical Period Medium scenario | CP WEF Medium | Other water efficiency | Customer Options | N | Preferred CP | ESWBLY | Ml/d | 2 | Gains in Water Available For Use / Savings in Demand under the selected programme (Ml/d) input as +ve 2021-22: 0; Gains in Water Available For Use / Savings in Demand under the selected programme (Ml/d) input as +ve 2022-23: 0; Gains in Water Available For Use / Savings in Demand under the selected programme (Ml/d) input as +ve 2023-24: 0; Gains in Water Available For Use / Savings in Demand under the selected programme (Ml/d) input as +ve 2024-25: 0; Gains in Water Available For Use / Savings in Demand under the selected programme (Ml/d) input as +ve 2025-26: 0.039039; Gains in Water Available For Use / Savings in Demand under the selected programme (Ml/d) input as +ve 2026-27: 0.07702; Gains in Water Available For Use / Savings in Demand under the selected programme (Ml/d) input as +ve 2027-28: 0.11474; Gains in Water Available For Use / Savings in Demand under the selected programme (Ml/d) input as +ve 2028-29: 0.15188; Gains in Water Available For Use / Savings in Demand under the selected programme (Ml/d) input as +ve 2029-30: 0.18811; Gains in Water Available For Use / Savings in Demand under the selected programme (Ml/d) input as +ve 2030-31: 0.22257; Gains in Water Available For Use / Savings in Demand under the selected programme (Ml/d) input as +ve 2031-32: 0.25715; Gains in Water Available For Use / Savings in Demand under the selected programme (Ml/d) input as +ve 2032-33: 0.29155; Gains in Water Available For Use / Savings in Demand under the selected programme (Ml/d) input as +ve 2033-34: 0.32564; Gains in Water Available For Use / Savings in Demand under the selected programme (Ml/d) input as +ve 2034-35: 0.3595; Gains in Water Available For Use / Savings in Demand under the selected programme (Ml/d) input as +ve 2035-36: 0.37004; Gains in Water Available For Use / Savings in Demand under the selected programme (Ml/d) input as +ve 2036-37: 0.38045; Gains in Water Available For Use / Savings in Demand under the selected programme (Ml/d) input as +ve 2037-38: 0.39096; Gains in Water Available For Use / Savings in Demand under the selected programme (Ml/d) input as +ve 2038-39: 0.40152; Gains in Water Available For Use / Savings in Demand under the selected programme (Ml/d) input as +ve 2039-40: 0.41185; Gains in Water Available For Use / Savings in Demand under the selected programme (Ml/d) input as +ve 2040-41: 0.42174; Gains in Water Available For Use / Savings in Demand under the selected programme (Ml/d) input as +ve 2041-42: 0.43174; Gains in Water Available For Use / Savings in Demand under the selected programme (Ml/d) input as +ve 2042-43: 0.44174; Gains in Water Available For Use / Savings in Demand under the selected programme (Ml/d) input as +ve 2043-44: 0.45177; Gains in Water Available For Use / Savings in Demand under the selected programme (Ml/d) input as +ve 2044-45: 0.4618; Gains in Water Available For Use / Savings in Demand under the selected programme (Ml/d) input as +ve 2045-46: 0.47139; Gains in Water Available For Use / Savings in Demand under the selected programme (Ml/d) input as +ve 2046-47: 0.48099; Gains in Water Available For Use / Savings in Demand under the selected programme (Ml/d) input as +ve 2047-48: 0.49067; Gains in Water Available For Use / Savings in Demand under the selected programme (Ml/d) input as +ve 2048-49: 0.50043; Gains in Water Available For Use / Savings in Demand under the selected programme (Ml/d) input as +ve 2049-50: 0.49969
52dA | Critical Period Smart scenario | CP HH Smart | Other water efficiency | Customer Options | N | Preferred CP | ESWBLY | Ml/d | 2 | Gains in Water Available For Use / Savings in Demand under the selected programme (Ml/d) input as +ve 2021-22: 0; Gains in Water Available For Use / Savings in Demand under the selected programme (Ml/d) input as +ve 2022-23: 0; Gains in Water Available For Use / Savings in Demand under the selected programme (Ml/d) input as +ve 2023-24: 0; Gains in Water Available For Use / Savings in Demand under the selected programme (Ml/d) input as +ve 2024-25: 0; Gains in Water Available For Use / Savings in Demand under the selected programme (Ml/d) input as +ve 2025-26: 0.016815; Gains in Water Available For Use / Savings in Demand under the selected programme (Ml/d) input as +ve 2026-27: 0.046811; Gains in Water Available For Use / Savings in Demand under the selected programme (Ml/d) input as +ve 2027-28: 0.054939; Gains in Water Available For Use / Savings in Demand under the selected programme (Ml/d) input as +ve 2028-29: 0.10014; Gains in Water Available For Use / Savings in Demand under the selected programme (Ml/d) input as +ve 2029-30: 0.14523; Gains in Water Available For Use / Savings in Demand under the selected programme (Ml/d) input as +ve 2030-31: 0.16257; Gains in Water Available For Use / Savings in Demand under the selected programme (Ml/d) input as +ve 2031-32: 0.18019; Gains in Water Available For Use / Savings in Demand under the selected programme (Ml/d) input as +ve 2032-33: 0.19771; Gains in Water Available For Use / Savings in Demand under the selected programme (Ml/d) input as +ve 2033-34: 0.21507; Gains in Water Available For Use / Savings in Demand under the selected programme (Ml/d) input as +ve 2034-35: 0.23231; Gains in Water Available For Use / Savings in Demand under the selected programme (Ml/d) input as +ve 2035-36: 0.23161; Gains in Water Available For Use / Savings in Demand under the selected programme (Ml/d) input as +ve 2036-37: 0.23086; Gains in Water Available For Use / Savings in Demand under the selected programme (Ml/d) input as +ve 2037-38: 0.23018; Gains in Water Available For Use / Savings in Demand under the selected programme (Ml/d) input as +ve 2038-39: 0.22956; Gains in Water Available For Use / Savings in Demand under the selected programme (Ml/d) input as +ve 2039-40: 0.22887; Gains in Water Available For Use / Savings in Demand under the selected programme (Ml/d) input as +ve 2040-41: 0.22816; Gains in Water Available For Use / Savings in Demand under the selected programme (Ml/d) input as +ve 2041-42: 0.22753; Gains in Water Available For Use / Savings in Demand under the selected programme (Ml/d) input as +ve 2042-43: 0.22694; Gains in Water Available For Use / Savings in Demand under the selected programme (Ml/d) input as +ve 2043-44: 0.22638; Gains in Water Available For Use / Savings in Demand under the selected programme (Ml/d) input as +ve 2044-45: 0.22585; Gains in Water Available For Use / Savings in Demand under the selected programme (Ml/d) input as +ve 2045-46: 0.22533; Gains in Water Available For Use / Savings in Demand under the selected programme (Ml/d) input as +ve 2046-47: 0.22484; Gains in Water Available For Use / Savings in Demand under the selected programme (Ml/d) input as +ve 2047-48: 0.22441; Gains in Water Available For Use / Savings in Demand under the selected programme (Ml/d) input as +ve 2048-49: 0.22404; Gains in Water Available For Use / Savings in Demand under the selected programme (Ml/d) input as +ve 2049-50: 0.23425
52dA | Critical Period NHH scenario 9% | CP NHH | Other water efficiency | Customer Options | N | Preferred CP | ESWBLY | Ml/d | 2 | Gains in Water Available For Use / Savings in Demand under the selected programme (Ml/d) input as +ve 2021-22: 0; Gains in Water Available For Use / Savings in Demand under the selected programme (Ml/d) input as +ve 2022-23: 0; Gains in Water Available For Use / Savings in Demand under the selected programme (Ml/d) input as +ve 2023-24: 0; Gains in Water Available For Use / Savings in Demand under the selected programme (Ml/d) input as +ve 2024-25: 0; Gains in Water Available For Use / Savings in Demand under the selected programme (Ml/d) input as +ve 2025-26: 0.010145; Gains in Water Available For Use / Savings in Demand under the selected programme (Ml/d) input as +ve 2026-27: 0.020289; Gains in Water Available For Use / Savings in Demand under the selected programme (Ml/d) input as +ve 2027-28: 0.030434; Gains in Water Available For Use / Savings in Demand under the selected programme (Ml/d) input as +ve 2028-29: 0.040578; Gains in Water Available For Use / Savings in Demand under the selected programme (Ml/d) input as +ve 2029-30: 0.050723; Gains in Water Available For Use / Savings in Demand under the selected programme (Ml/d) input as +ve 2030-31: 0.072468; Gains in Water Available For Use / Savings in Demand under the selected programme (Ml/d) input as +ve 2031-32: 0.094213; Gains in Water Available For Use / Savings in Demand under the selected programme (Ml/d) input as +ve 2032-33: 0.11596; Gains in Water Available For Use / Savings in Demand under the selected programme (Ml/d) input as +ve 2033-34: 0.1377; Gains in Water Available For Use / Savings in Demand under the selected programme (Ml/d) input as +ve 2034-35: 0.15945; Gains in Water Available For Use / Savings in Demand under the selected programme (Ml/d) input as +ve 2035-36: 0.17965; Gains in Water Available For Use / Savings in Demand under the selected programme (Ml/d) input as +ve 2036-37: 0.19984; Gains in Water Available For Use / Savings in Demand under the selected programme (Ml/d) input as +ve 2037-38: 0.22004; Gains in Water Available For Use / Savings in Demand under the selected programme (Ml/d) input as +ve 2038-39: 0.22004; Gains in Water Available For Use / Savings in Demand under the selected programme (Ml/d) input as +ve 2039-40: 0.22004; Gains in Water Available For Use / Savings in Demand under the selected programme (Ml/d) input as +ve 2040-41: 0.22004; Gains in Water Available For Use / Savings in Demand under the selected programme (Ml/d) input as +ve 2041-42: 0.22004; Gains in Water Available For Use / Savings in Demand under the selected programme (Ml/d) input as +ve 2042-43: 0.22004; Gains in Water Available For Use / Savings in Demand under the selected programme (Ml/d) input as +ve 2043-44: 0.22004; Gains in Water Available For Use / Savings in Demand under the selected programme (Ml/d) input as +ve 2044-45: 0.22004; Gains in Water Available For Use / Savings in Demand under the selected programme (Ml/d) input as +ve 2045-46: 0.22004; Gains in Water Available For Use / Savings in Demand under the selected programme (Ml/d) input as +ve 2046-47: 0.22004; Gains in Water Available For Use / Savings in Demand under the selected programme (Ml/d) input as +ve 2047-48: 0.22004; Gains in Water Available For Use / Savings in Demand under the selected programme (Ml/d) input as +ve 2048-49: 0.22004; Gains in Water Available For Use / Savings in Demand under the selected programme (Ml/d) input as +ve 2049-50: 0.22004
52dP | Metering Option 5 | DMO 5 | Metering compulsory | Customer Options | N | Preferred | ESWHRT | Ml/d | 2 | Gains in Water Available For Use / Savings in Demand under the selected programme (Ml/d) input as +ve 2021-22: 0; Gains in Water Available For Use / Savings in Demand under the selected programme (Ml/d) input as +ve 2022-23: 2.5757e-14; Gains in Water Available For Use / Savings in Demand under the selected programme (Ml/d) input as +ve 2023-24: 4.0856e-14; Gains in Water Available For Use / Savings in Demand under the selected programme (Ml/d) input as +ve 2024-25: 0; Gains in Water Available For Use / Savings in Demand under the selected programme (Ml/d) input as +ve 2025-26: 0.028223; Gains in Water Available For Use / Savings in Demand under the selected programme (Ml/d) input as +ve 2026-27: 0.051024; Gains in Water Available For Use / Savings in Demand under the selected programme (Ml/d) input as +ve 2027-28: -0.034635; Gains in Water Available For Use / Savings in Demand under the selected programme (Ml/d) input as +ve 2028-29: -0.040982; Gains in Water Available For Use / Savings in Demand under the selected programme (Ml/d) input as +ve 2029-30: -0.044941; Gains in Water Available For Use / Savings in Demand under the selected programme (Ml/d) input as +ve 2030-31: -0.047758; Gains in Water Available For Use / Savings in Demand under the selected programme (Ml/d) input as +ve 2031-32: -0.048309; Gains in Water Available For Use / Savings in Demand under the selected programme (Ml/d) input as +ve 2032-33: -0.047194; Gains in Water Available For Use / Savings in Demand under the selected programme (Ml/d) input as +ve 2033-34: -0.045688; Gains in Water Available For Use / Savings in Demand under the selected programme (Ml/d) input as +ve 2034-35: -0.04385; Gains in Water Available For Use / Savings in Demand under the selected programme (Ml/d) input as +ve 2035-36: -0.042511; Gains in Water Available For Use / Savings in Demand under the selected programme (Ml/d) input as +ve 2036-37: -0.040812; Gains in Water Available For Use / Savings in Demand under the selected programme (Ml/d) input as +ve 2037-38: -0.038842; Gains in Water Available For Use / Savings in Demand under the selected programme (Ml/d) input as +ve 2038-39: -0.036735; Gains in Water Available For Use / Savings in Demand under the selected programme (Ml/d) input as +ve 2039-40: -0.034515; Gains in Water Available For Use / Savings in Demand under the selected programme (Ml/d) input as +ve 2040-41: -0.032991; Gains in Water Available For Use / Savings in Demand under the selected programme (Ml/d) input as +ve 2041-42: -0.030526; Gains in Water Available For Use / Savings in Demand under the selected programme (Ml/d) input as +ve 2042-43: -0.028288; Gains in Water Available For Use / Savings in Demand under the selected programme (Ml/d) input as +ve 2043-44: -0.026948; Gains in Water Available For Use / Savings in Demand under the selected programme (Ml/d) input as +ve 2044-45: -0.026745; Gains in Water Available For Use / Savings in Demand under the selected programme (Ml/d) input as +ve 2045-46: -0.026598; Gains in Water Available For Use / Savings in Demand under the selected programme (Ml/d) input as +ve 2046-47: -0.026563; Gains in Water Available For Use / Savings in Demand under the selected programme (Ml/d) input as +ve 2047-48: -0.026636; Gains in Water Available For Use / Savings in Demand under the selected programme (Ml/d) input as +ve 2048-49: -0.026832; Gains in Water Available For Use / Savings in Demand under the selected programme (Ml/d) input as +ve 2049-50: -0.026965
52dP | Medium scenario | WEF Medium | Other water efficiency | Customer Options | N | Preferred | ESWHRT | Ml/d | 2 | Gains in Water Available For Use / Savings in Demand under the selected programme (Ml/d) input as +ve 2021-22: 0; Gains in Water Available For Use / Savings in Demand under the selected programme (Ml/d) input as +ve 2022-23: 0; Gains in Water Available For Use / Savings in Demand under the selected programme (Ml/d) input as +ve 2023-24: 0; Gains in Water Available For Use / Savings in Demand under the selected programme (Ml/d) input as +ve 2024-25: 0; Gains in Water Available For Use / Savings in Demand under the selected programme (Ml/d) input as +ve 2025-26: 0.026466; Gains in Water Available For Use / Savings in Demand under the selected programme (Ml/d) input as +ve 2026-27: 0.052703; Gains in Water Available For Use / Savings in Demand under the selected programme (Ml/d) input as +ve 2027-28: 0.078838; Gains in Water Available For Use / Savings in Demand under the selected programme (Ml/d) input as +ve 2028-29: 0.10477; Gains in Water Available For Use / Savings in Demand under the selected programme (Ml/d) input as +ve 2029-30: 0.13038; Gains in Water Available For Use / Savings in Demand under the selected programme (Ml/d) input as +ve 2030-31: 0.15447; Gains in Water Available For Use / Savings in Demand under the selected programme (Ml/d) input as +ve 2031-32: 0.17839; Gains in Water Available For Use / Savings in Demand under the selected programme (Ml/d) input as +ve 2032-33: 0.20212; Gains in Water Available For Use / Savings in Demand under the selected programme (Ml/d) input as +ve 2033-34: 0.2257; Gains in Water Available For Use / Savings in Demand under the selected programme (Ml/d) input as +ve 2034-35: 0.24916; Gains in Water Available For Use / Savings in Demand under the selected programme (Ml/d) input as +ve 2035-36: 0.27207; Gains in Water Available For Use / Savings in Demand under the selected programme (Ml/d) input as +ve 2036-37: 0.29486; Gains in Water Available For Use / Savings in Demand under the selected programme (Ml/d) input as +ve 2037-38: 0.31769; Gains in Water Available For Use / Savings in Demand under the selected programme (Ml/d) input as +ve 2038-39: 0.34039; Gains in Water Available For Use / Savings in Demand under the selected programme (Ml/d) input as +ve 2039-40: 0.36273; Gains in Water Available For Use / Savings in Demand under the selected programme (Ml/d) input as +ve 2040-41: 0.38414; Gains in Water Available For Use / Savings in Demand under the selected programme (Ml/d) input as +ve 2041-42: 0.40546; Gains in Water Available For Use / Savings in Demand under the selected programme (Ml/d) input as +ve 2042-43: 0.42676; Gains in Water Available For Use / Savings in Demand under the selected programme (Ml/d) input as +ve 2043-44: 0.44802; Gains in Water Available For Use / Savings in Demand under the selected programme (Ml/d) input as +ve 2044-45: 0.44686; Gains in Water Available For Use / Savings in Demand under the selected programme (Ml/d) input as +ve 2045-46: 0.44567; Gains in Water Available For Use / Savings in Demand under the selected programme (Ml/d) input as +ve 2046-47: 0.4445; Gains in Water Available For Use / Savings in Demand under the selected programme (Ml/d) input as +ve 2047-48: 0.44352; Gains in Water Available For Use / Savings in Demand under the selected programme (Ml/d) input as +ve 2048-49: 0.44272; Gains in Water Available For Use / Savings in Demand under the selected programme (Ml/d) input as +ve 2049-50: 0.44206
52dP | Smart scenario | HH Smart | Other water efficiency | Customer Options | N | Preferred | ESWHRT | Ml/d | 2 | Gains in Water Available For Use / Savings in Demand under the selected programme (Ml/d) input as +ve 2021-22: 0; Gains in Water Available For Use / Savings in Demand under the selected programme (Ml/d) input as +ve 2022-23: 0; Gains in Water Available For Use / Savings in Demand under the selected programme (Ml/d) input as +ve 2023-24: 0; Gains in Water Available For Use / Savings in Demand under the selected programme (Ml/d) input as +ve 2024-25: 0; Gains in Water Available For Use / Savings in Demand under the selected programme (Ml/d) input as +ve 2025-26: 0.00076894; Gains in Water Available For Use / Savings in Demand under the selected programme (Ml/d) input as +ve 2026-27: 0.0091903; Gains in Water Available For Use / Savings in Demand under the selected programme (Ml/d) input as +ve 2027-28: 0.0022905; Gains in Water Available For Use / Savings in Demand under the selected programme (Ml/d) input as +ve 2028-29: 0.003044; Gains in Water Available For Use / Savings in Demand under the selected programme (Ml/d) input as +ve 2029-30: 0.003788; Gains in Water Available For Use / Savings in Demand under the selected programme (Ml/d) input as +ve 2030-31: 0.0045073; Gains in Water Available For Use / Savings in Demand under the selected programme (Ml/d) input as +ve 2031-32: 0.0052213; Gains in Water Available For Use / Savings in Demand under the selected programme (Ml/d) input as +ve 2032-33: 0.0059298; Gains in Water Available For Use / Savings in Demand under the selected programme (Ml/d) input as +ve 2033-34: 0.0066337; Gains in Water Available For Use / Savings in Demand under the selected programme (Ml/d) input as +ve 2034-35: 0.007334; Gains in Water Available For Use / Savings in Demand under the selected programme (Ml/d) input as +ve 2035-36: 0.0073103; Gains in Water Available For Use / Savings in Demand under the selected programme (Ml/d) input as +ve 2036-37: 0.0072876; Gains in Water Available For Use / Savings in Demand under the selected programme (Ml/d) input as +ve 2037-38: 0.0072689; Gains in Water Available For Use / Savings in Demand under the selected programme (Ml/d) input as +ve 2038-39: 0.0072502; Gains in Water Available For Use / Savings in Demand under the selected programme (Ml/d) input as +ve 2039-40: 0.0072268; Gains in Water Available For Use / Savings in Demand under the selected programme (Ml/d) input as +ve 2040-41: 0.0072019; Gains in Water Available For Use / Savings in Demand under the selected programme (Ml/d) input as +ve 2041-42: 0.0071781; Gains in Water Available For Use / Savings in Demand under the selected programme (Ml/d) input as +ve 2042-43: 0.0071565; Gains in Water Available For Use / Savings in Demand under the selected programme (Ml/d) input as +ve 2043-44: 0.0071365; Gains in Water Available For Use / Savings in Demand under the selected programme (Ml/d) input as +ve 2044-45: 0.0071179; Gains in Water Available For Use / Savings in Demand under the selected programme (Ml/d) input as +ve 2045-46: 0.007099; Gains in Water Available For Use / Savings in Demand under the selected programme (Ml/d) input as +ve 2046-47: 0.0070803; Gains in Water Available For Use / Savings in Demand under the selected programme (Ml/d) input as +ve 2047-48: 0.0070648; Gains in Water Available For Use / Savings in Demand under the selected programme (Ml/d) input as +ve 2048-49: 0.007052; Gains in Water Available For Use / Savings in Demand under the selected programme (Ml/d) input as +ve 2049-50: 0.0070416
52cP | 40% reduction by 2050 - DL | LEAK 2 | Other leakage control | Distribution Options | N | Preferred | ESWHRT | Ml/d | 2 | Gains in Water Available For Use / Savings in Demand under the selected programme (Ml/d) input as +ve 2021-22: 0; Gains in Water Available For Use / Savings in Demand under the selected programme (Ml/d) input as +ve 2022-23: 0; Gains in Water Available For Use / Savings in Demand under the selected programme (Ml/d) input as +ve 2023-24: 0; Gains in Water Available For Use / Savings in Demand under the selected programme (Ml/d) input as +ve 2024-25: 0; Gains in Water Available For Use / Savings in Demand under the selected programme (Ml/d) input as +ve 2025-26: -0.0016146; Gains in Water Available For Use / Savings in Demand under the selected programme (Ml/d) input as +ve 2026-27: -0.0028628; Gains in Water Available For Use / Savings in Demand under the selected programme (Ml/d) input as +ve 2027-28: 0.0042862; Gains in Water Available For Use / Savings in Demand under the selected programme (Ml/d) input as +ve 2028-29: 0.011415; Gains in Water Available For Use / Savings in Demand under the selected programme (Ml/d) input as +ve 2029-30: 0.018531; Gains in Water Available For Use / Savings in Demand under the selected programme (Ml/d) input as +ve 2030-31: 0.025451; Gains in Water Available For Use / Savings in Demand under the selected programme (Ml/d) input as +ve 2031-32: 0.03218; Gains in Water Available For Use / Savings in Demand under the selected programme (Ml/d) input as +ve 2032-33: 0.0389; Gains in Water Available For Use / Savings in Demand under the selected programme (Ml/d) input as +ve 2033-34: 0.045608; Gains in Water Available For Use / Savings in Demand under the selected programme (Ml/d) input as +ve 2034-35: 0.052305; Gains in Water Available For Use / Savings in Demand under the selected programme (Ml/d) input as +ve 2035-36: 0.05899; Gains in Water Available For Use / Savings in Demand under the selected programme (Ml/d) input as +ve 2036-37: 0.065666; Gains in Water Available For Use / Savings in Demand under the selected programme (Ml/d) input as +ve 2037-38: 0.072333; Gains in Water Available For Use / Savings in Demand under the selected programme (Ml/d) input as +ve 2038-39: 0.07899; Gains in Water Available For Use / Savings in Demand under the selected programme (Ml/d) input as +ve 2039-40: 0.085637; Gains in Water Available For Use / Savings in Demand under the selected programme (Ml/d) input as +ve 2040-41: 0.092272; Gains in Water Available For Use / Savings in Demand under the selected programme (Ml/d) input as +ve 2041-42: 0.098894; Gains in Water Available For Use / Savings in Demand under the selected programme (Ml/d) input as +ve 2042-43: 0.10551; Gains in Water Available For Use / Savings in Demand under the selected programme (Ml/d) input as +ve 2043-44: 0.11211; Gains in Water Available For Use / Savings in Demand under the selected programme (Ml/d) input as +ve 2044-45: 0.11871; Gains in Water Available For Use / Savings in Demand under the selected programme (Ml/d) input as +ve 2045-46: 0.1253; Gains in Water Available For Use / Savings in Demand under the selected programme (Ml/d) input as +ve 2046-47: 0.13189; Gains in Water Available For Use / Savings in Demand under the selected programme (Ml/d) input as +ve 2047-48: 0.13846; Gains in Water Available For Use / Savings in Demand under the selected programme (Ml/d) input as +ve 2048-49: 0.14503; Gains in Water Available For Use / Savings in Demand under the selected programme (Ml/d) input as +ve 2049-50: 0.15158
52dP | 40% reduction by 2050 - SPL | LEAK 4 | Supply pipe repairs / replacement | Customer Options | N | Preferred | ESWHRT | Ml/d | 2 | Gains in Water Available For Use / Savings in Demand under the selected programme (Ml/d) input as +ve 2021-22: 0; Gains in Water Available For Use / Savings in Demand under the selected programme (Ml/d) input as +ve 2022-23: 0; Gains in Water Available For Use / Savings in Demand under the selected programme (Ml/d) input as +ve 2023-24: 0; Gains in Water Available For Use / Savings in Demand under the selected programme (Ml/d) input as +ve 2024-25: 0; Gains in Water Available For Use / Savings in Demand under the selected programme (Ml/d) input as +ve 2025-26: 0.009204; Gains in Water Available For Use / Savings in Demand under the selected programme (Ml/d) input as +ve 2026-27: 0.018042; Gains in Water Available For Use / Savings in Demand under the selected programme (Ml/d) input as +ve 2027-28: 0.018482; Gains in Water Available For Use / Savings in Demand under the selected programme (Ml/d) input as +ve 2028-29: 0.018942; Gains in Water Available For Use / Savings in Demand under the selected programme (Ml/d) input as +ve 2029-30: 0.019416; Gains in Water Available For Use / Savings in Demand under the selected programme (Ml/d) input as +ve 2030-31: 0.020085; Gains in Water Available For Use / Savings in Demand under the selected programme (Ml/d) input as +ve 2031-32: 0.020946; Gains in Water Available For Use / Savings in Demand under the selected programme (Ml/d) input as +ve 2032-33: 0.021815; Gains in Water Available For Use / Savings in Demand under the selected programme (Ml/d) input as +ve 2033-34: 0.022697; Gains in Water Available For Use / Savings in Demand under the selected programme (Ml/d) input as +ve 2034-35: 0.023589; Gains in Water Available For Use / Savings in Demand under the selected programme (Ml/d) input as +ve 2035-36: 0.024493; Gains in Water Available For Use / Savings in Demand under the selected programme (Ml/d) input as +ve 2036-37: 0.025407; Gains in Water Available For Use / Savings in Demand under the selected programme (Ml/d) input as +ve 2037-38: 0.026329; Gains in Water Available For Use / Savings in Demand under the selected programme (Ml/d) input as +ve 2038-39: 0.027262; Gains in Water Available For Use / Savings in Demand under the selected programme (Ml/d) input as +ve 2039-40: 0.028204; Gains in Water Available For Use / Savings in Demand under the selected programme (Ml/d) input as +ve 2040-41: 0.029158; Gains in Water Available For Use / Savings in Demand under the selected programme (Ml/d) input as +ve 2041-42: 0.030125; Gains in Water Available For Use / Savings in Demand under the selected programme (Ml/d) input as +ve 2042-43: 0.031101; Gains in Water Available For Use / Savings in Demand under the selected programme (Ml/d) input as +ve 2043-44: 0.032084; Gains in Water Available For Use / Savings in Demand under the selected programme (Ml/d) input as +ve 2044-45: 0.033075; Gains in Water Available For Use / Savings in Demand under the selected programme (Ml/d) input as +ve 2045-46: 0.034074; Gains in Water Available For Use / Savings in Demand under the selected programme (Ml/d) input as +ve 2046-47: 0.035081; Gains in Water Available For Use / Savings in Demand under the selected programme (Ml/d) input as +ve 2047-48: 0.036096; Gains in Water Available For Use / Savings in Demand under the selected programme (Ml/d) input as +ve 2048-49: 0.03712; Gains in Water Available For Use / Savings in Demand under the selected programme (Ml/d) input as +ve 2049-50: 0.038154
52dP | NHH scenario 9% | NHH | Other water efficiency | Customer Options | N | Preferred | ESWHRT | Ml/d | 2 | Gains in Water Available For Use / Savings in Demand under the selected programme (Ml/d) input as +ve 2021-22: 0; Gains in Water Available For Use / Savings in Demand under the selected programme (Ml/d) input as +ve 2022-23: 0; Gains in Water Available For Use / Savings in Demand under the selected programme (Ml/d) input as +ve 2023-24: 0; Gains in Water Available For Use / Savings in Demand under the selected programme (Ml/d) input as +ve 2024-25: 0; Gains in Water Available For Use / Savings in Demand under the selected programme (Ml/d) input as +ve 2025-26: 0.0076396; Gains in Water Available For Use / Savings in Demand under the selected programme (Ml/d) input as +ve 2026-27: 0.015279; Gains in Water Available For Use / Savings in Demand under the selected programme (Ml/d) input as +ve 2027-28: 0.022919; Gains in Water Available For Use / Savings in Demand under the selected programme (Ml/d) input as +ve 2028-29: 0.030558; Gains in Water Available For Use / Savings in Demand under the selected programme (Ml/d) input as +ve 2029-30: 0.038198; Gains in Water Available For Use / Savings in Demand under the selected programme (Ml/d) input as +ve 2030-31: 0.054573; Gains in Water Available For Use / Savings in Demand under the selected programme (Ml/d) input as +ve 2031-32: 0.070949; Gains in Water Available For Use / Savings in Demand under the selected programme (Ml/d) input as +ve 2032-33: 0.087324; Gains in Water Available For Use / Savings in Demand under the selected programme (Ml/d) input as +ve 2033-34: 0.1037; Gains in Water Available For Use / Savings in Demand under the selected programme (Ml/d) input as +ve 2034-35: 0.12008; Gains in Water Available For Use / Savings in Demand under the selected programme (Ml/d) input as +ve 2035-36: 0.13529; Gains in Water Available For Use / Savings in Demand under the selected programme (Ml/d) input as +ve 2036-37: 0.1505; Gains in Water Available For Use / Savings in Demand under the selected programme (Ml/d) input as +ve 2037-38: 0.16571; Gains in Water Available For Use / Savings in Demand under the selected programme (Ml/d) input as +ve 2038-39: 0.16571; Gains in Water Available For Use / Savings in Demand under the selected programme (Ml/d) input as +ve 2039-40: 0.16571; Gains in Water Available For Use / Savings in Demand under the selected programme (Ml/d) input as +ve 2040-41: 0.16571; Gains in Water Available For Use / Savings in Demand under the selected programme (Ml/d) input as +ve 2041-42: 0.16571; Gains in Water Available For Use / Savings in Demand under the selected programme (Ml/d) input as +ve 2042-43: 0.16571; Gains in Water Available For Use / Savings in Demand under the selected programme (Ml/d) input as +ve 2043-44: 0.16571; Gains in Water Available For Use / Savings in Demand under the selected programme (Ml/d) input as +ve 2044-45: 0.16571; Gains in Water Available For Use / Savings in Demand under the selected programme (Ml/d) input as +ve 2045-46: 0.16571; Gains in Water Available For Use / Savings in Demand under the selected programme (Ml/d) input as +ve 2046-47: 0.16571; Gains in Water Available For Use / Savings in Demand under the selected programme (Ml/d) input as +ve 2047-48: 0.16571; Gains in Water Available For Use / Savings in Demand under the selected programme (Ml/d) input as +ve 2048-49: 0.16571; Gains in Water Available For Use / Savings in Demand under the selected programme (Ml/d) input as +ve 2049-50: 0.16571
52dP | Government Led Interventions | Gov Led | Other water efficiency | Customer Options | N | Preferred | ESWHRT | Ml/d | 2 | Gains in Water Available For Use / Savings in Demand under the selected programme (Ml/d) input as +ve 2021-22: 0; Gains in Water Available For Use / Savings in Demand under the selected programme (Ml/d) input as +ve 2022-23: 0; Gains in Water Available For Use / Savings in Demand under the selected programme (Ml/d) input as +ve 2023-24: 0; Gains in Water Available For Use / Savings in Demand under the selected programme (Ml/d) input as +ve 2024-25: 0; Gains in Water Available For Use / Savings in Demand under the selected programme (Ml/d) input as +ve 2025-26: 0; Gains in Water Available For Use / Savings in Demand under the selected programme (Ml/d) input as +ve 2026-27: 0; Gains in Water Available For Use / Savings in Demand under the selected programme (Ml/d) input as +ve 2027-28: 0.0094103; Gains in Water Available For Use / Savings in Demand under the selected programme (Ml/d) input as +ve 2028-29: 0.018759; Gains in Water Available For Use / Savings in Demand under the selected programme (Ml/d) input as +ve 2029-30: 0.028041; Gains in Water Available For Use / Savings in Demand under the selected programme (Ml/d) input as +ve 2030-31: 0.037216; Gains in Water Available For Use / Savings in Demand under the selected programme (Ml/d) input as +ve 2031-32: 0.04632; Gains in Water Available For Use / Savings in Demand under the selected programme (Ml/d) input as +ve 2032-33: 0.055353; Gains in Water Available For Use / Savings in Demand under the selected programme (Ml/d) input as +ve 2033-34: 0.074432; Gains in Water Available For Use / Savings in Demand under the selected programme (Ml/d) input as +ve 2034-35: 0.093389; Gains in Water Available For Use / Savings in Demand under the selected programme (Ml/d) input as +ve 2035-36: 0.11225; Gains in Water Available For Use / Savings in Demand under the selected programme (Ml/d) input as +ve 2036-37: 0.13104; Gains in Water Available For Use / Savings in Demand under the selected programme (Ml/d) input as +ve 2037-38: 0.14976; Gains in Water Available For Use / Savings in Demand under the selected programme (Ml/d) input as +ve 2038-39: 0.16838; Gains in Water Available For Use / Savings in Demand under the selected programme (Ml/d) input as +ve 2039-40: 0.18679; Gains in Water Available For Use / Savings in Demand under the selected programme (Ml/d) input as +ve 2040-41: 0.20503; Gains in Water Available For Use / Savings in Demand under the selected programme (Ml/d) input as +ve 2041-42: 0.22317; Gains in Water Available For Use / Savings in Demand under the selected programme (Ml/d) input as +ve 2042-43: 0.2413; Gains in Water Available For Use / Savings in Demand under the selected programme (Ml/d) input as +ve 2043-44: 0.24692; Gains in Water Available For Use / Savings in Demand under the selected programme (Ml/d) input as +ve 2044-45: 0.25259; Gains in Water Available For Use / Savings in Demand under the selected programme (Ml/d) input as +ve 2045-46: 0.25822; Gains in Water Available For Use / Savings in Demand under the selected programme (Ml/d) input as +ve 2046-47: 0.26382; Gains in Water Available For Use / Savings in Demand under the selected programme (Ml/d) input as +ve 2047-48: 0.26951; Gains in Water Available For Use / Savings in Demand under the selected programme (Ml/d) input as +ve 2048-49: 0.27528; Gains in Water Available For Use / Savings in Demand under the selected programme (Ml/d) input as +ve 2049-50: 0.28112
52dA | Critical Period Metering Option 5 | CP DMO 5 | Metering compulsory | Customer Options | N | Preferred CP | ESWHRT | Ml/d | 2 | Gains in Water Available For Use / Savings in Demand under the selected programme (Ml/d) input as +ve 2021-22: 0; Gains in Water Available For Use / Savings in Demand under the selected programme (Ml/d) input as +ve 2022-23: -1.5099e-14; Gains in Water Available For Use / Savings in Demand under the selected programme (Ml/d) input as +ve 2023-24: 2.8422e-14; Gains in Water Available For Use / Savings in Demand under the selected programme (Ml/d) input as +ve 2024-25: 7.9936e-15; Gains in Water Available For Use / Savings in Demand under the selected programme (Ml/d) input as +ve 2025-26: 0.18533; Gains in Water Available For Use / Savings in Demand under the selected programme (Ml/d) input as +ve 2026-27: 0.37303; Gains in Water Available For Use / Savings in Demand under the selected programme (Ml/d) input as +ve 2027-28: 0.27399; Gains in Water Available For Use / Savings in Demand under the selected programme (Ml/d) input as +ve 2028-29: 0.25517; Gains in Water Available For Use / Savings in Demand under the selected programme (Ml/d) input as +ve 2029-30: 0.2389; Gains in Water Available For Use / Savings in Demand under the selected programme (Ml/d) input as +ve 2030-31: 0.2277; Gains in Water Available For Use / Savings in Demand under the selected programme (Ml/d) input as +ve 2031-32: 0.22258; Gains in Water Available For Use / Savings in Demand under the selected programme (Ml/d) input as +ve 2032-33: 0.21921; Gains in Water Available For Use / Savings in Demand under the selected programme (Ml/d) input as +ve 2033-34: 0.21553; Gains in Water Available For Use / Savings in Demand under the selected programme (Ml/d) input as +ve 2034-35: 0.21225; Gains in Water Available For Use / Savings in Demand under the selected programme (Ml/d) input as +ve 2035-36: 0.20883; Gains in Water Available For Use / Savings in Demand under the selected programme (Ml/d) input as +ve 2036-37: 0.20584; Gains in Water Available For Use / Savings in Demand under the selected programme (Ml/d) input as +ve 2037-38: 0.20316; Gains in Water Available For Use / Savings in Demand under the selected programme (Ml/d) input as +ve 2038-39: 0.20074; Gains in Water Available For Use / Savings in Demand under the selected programme (Ml/d) input as +ve 2039-40: 0.19847; Gains in Water Available For Use / Savings in Demand under the selected programme (Ml/d) input as +ve 2040-41: 0.19569; Gains in Water Available For Use / Savings in Demand under the selected programme (Ml/d) input as +ve 2041-42: 0.19402; Gains in Water Available For Use / Savings in Demand under the selected programme (Ml/d) input as +ve 2042-43: 0.1923; Gains in Water Available For Use / Savings in Demand under the selected programme (Ml/d) input as +ve 2043-44: 0.19069; Gains in Water Available For Use / Savings in Demand under the selected programme (Ml/d) input as +ve 2044-45: 0.18954; Gains in Water Available For Use / Savings in Demand under the selected programme (Ml/d) input as +ve 2045-46: 0.18833; Gains in Water Available For Use / Savings in Demand under the selected programme (Ml/d) input as +ve 2046-47: 0.18708; Gains in Water Available For Use / Savings in Demand under the selected programme (Ml/d) input as +ve 2047-48: 0.18572; Gains in Water Available For Use / Savings in Demand under the selected programme (Ml/d) input as +ve 2048-49: 0.18426; Gains in Water Available For Use / Savings in Demand under the selected programme (Ml/d) input as +ve 2049-50: 0.18281
52dA | Critical Period Government Led Interventions | CP Gov Led | Other water efficiency | Customer Options | N | Preferred CP | ESWHRT | Ml/d | 2 | Gains in Water Available For Use / Savings in Demand under the selected programme (Ml/d) input as +ve 2021-22: 0; Gains in Water Available For Use / Savings in Demand under the selected programme (Ml/d) input as +ve 2022-23: 0; Gains in Water Available For Use / Savings in Demand under the selected programme (Ml/d) input as +ve 2023-24: 0; Gains in Water Available For Use / Savings in Demand under the selected programme (Ml/d) input as +ve 2024-25: 0; Gains in Water Available For Use / Savings in Demand under the selected programme (Ml/d) input as +ve 2025-26: 0; Gains in Water Available For Use / Savings in Demand under the selected programme (Ml/d) input as +ve 2026-27: 0; Gains in Water Available For Use / Savings in Demand under the selected programme (Ml/d) input as +ve 2027-28: 0.010314; Gains in Water Available For Use / Savings in Demand under the selected programme (Ml/d) input as +ve 2028-29: 0.02052; Gains in Water Available For Use / Savings in Demand under the selected programme (Ml/d) input as +ve 2029-30: 0.030615; Gains in Water Available For Use / Savings in Demand under the selected programme (Ml/d) input as +ve 2030-31: 0.040587; Gains in Water Available For Use / Savings in Demand under the selected programme (Ml/d) input as +ve 2031-32: 0.050501; Gains in Water Available For Use / Savings in Demand under the selected programme (Ml/d) input as +ve 2032-33: 0.06033; Gains in Water Available For Use / Savings in Demand under the selected programme (Ml/d) input as +ve 2033-34: 0.081099; Gains in Water Available For Use / Savings in Demand under the selected programme (Ml/d) input as +ve 2034-35: 0.10172; Gains in Water Available For Use / Savings in Demand under the selected programme (Ml/d) input as +ve 2035-36: 0.12222; Gains in Water Available For Use / Savings in Demand under the selected programme (Ml/d) input as +ve 2036-37: 0.14262; Gains in Water Available For Use / Savings in Demand under the selected programme (Ml/d) input as +ve 2037-38: 0.16293; Gains in Water Available For Use / Savings in Demand under the selected programme (Ml/d) input as +ve 2038-39: 0.18312; Gains in Water Available For Use / Savings in Demand under the selected programme (Ml/d) input as +ve 2039-40: 0.20307; Gains in Water Available For Use / Savings in Demand under the selected programme (Ml/d) input as +ve 2040-41: 0.22282; Gains in Water Available For Use / Savings in Demand under the selected programme (Ml/d) input as +ve 2041-42: 0.24246; Gains in Water Available For Use / Savings in Demand under the selected programme (Ml/d) input as +ve 2042-43: 0.26206; Gains in Water Available For Use / Savings in Demand under the selected programme (Ml/d) input as +ve 2043-44: 0.26808; Gains in Water Available For Use / Savings in Demand under the selected programme (Ml/d) input as +ve 2044-45: 0.27413; Gains in Water Available For Use / Savings in Demand under the selected programme (Ml/d) input as +ve 2045-46: 0.28014; Gains in Water Available For Use / Savings in Demand under the selected programme (Ml/d) input as +ve 2046-47: 0.28611; Gains in Water Available For Use / Savings in Demand under the selected programme (Ml/d) input as +ve 2047-48: 0.29217; Gains in Water Available For Use / Savings in Demand under the selected programme (Ml/d) input as +ve 2048-49: 0.2983; Gains in Water Available For Use / Savings in Demand under the selected programme (Ml/d) input as +ve 2049-50: 0.3045
52cA | Critical Period 40% reduction by 2050 | CP Leak 2 | Other leakage control | Distribution Options | N | Preferred CP | ESWHRT | Ml/d | 2 | Gains in Water Available For Use / Savings in Demand under the selected programme (Ml/d) input as +ve 2021-22: 0; Gains in Water Available For Use / Savings in Demand under the selected programme (Ml/d) input as +ve 2022-23: 0; Gains in Water Available For Use / Savings in Demand under the selected programme (Ml/d) input as +ve 2023-24: 0; Gains in Water Available For Use / Savings in Demand under the selected programme (Ml/d) input as +ve 2024-25: 0; Gains in Water Available For Use / Savings in Demand under the selected programme (Ml/d) input as +ve 2025-26: -0.0016146; Gains in Water Available For Use / Savings in Demand under the selected programme (Ml/d) input as +ve 2026-27: -0.0028628; Gains in Water Available For Use / Savings in Demand under the selected programme (Ml/d) input as +ve 2027-28: 0.0042862; Gains in Water Available For Use / Savings in Demand under the selected programme (Ml/d) input as +ve 2028-29: 0.011415; Gains in Water Available For Use / Savings in Demand under the selected programme (Ml/d) input as +ve 2029-30: 0.018531; Gains in Water Available For Use / Savings in Demand under the selected programme (Ml/d) input as +ve 2030-31: 0.025451; Gains in Water Available For Use / Savings in Demand under the selected programme (Ml/d) input as +ve 2031-32: 0.03218; Gains in Water Available For Use / Savings in Demand under the selected programme (Ml/d) input as +ve 2032-33: 0.0389; Gains in Water Available For Use / Savings in Demand under the selected programme (Ml/d) input as +ve 2033-34: 0.045608; Gains in Water Available For Use / Savings in Demand under the selected programme (Ml/d) input as +ve 2034-35: 0.052305; Gains in Water Available For Use / Savings in Demand under the selected programme (Ml/d) input as +ve 2035-36: 0.05899; Gains in Water Available For Use / Savings in Demand under the selected programme (Ml/d) input as +ve 2036-37: 0.065666; Gains in Water Available For Use / Savings in Demand under the selected programme (Ml/d) input as +ve 2037-38: 0.072333; Gains in Water Available For Use / Savings in Demand under the selected programme (Ml/d) input as +ve 2038-39: 0.07899; Gains in Water Available For Use / Savings in Demand under the selected programme (Ml/d) input as +ve 2039-40: 0.085637; Gains in Water Available For Use / Savings in Demand under the selected programme (Ml/d) input as +ve 2040-41: 0.092272; Gains in Water Available For Use / Savings in Demand under the selected programme (Ml/d) input as +ve 2041-42: 0.098894; Gains in Water Available For Use / Savings in Demand under the selected programme (Ml/d) input as +ve 2042-43: 0.10551; Gains in Water Available For Use / Savings in Demand under the selected programme (Ml/d) input as +ve 2043-44: 0.11211; Gains in Water Available For Use / Savings in Demand under the selected programme (Ml/d) input as +ve 2044-45: 0.11871; Gains in Water Available For Use / Savings in Demand under the selected programme (Ml/d) input as +ve 2045-46: 0.1253; Gains in Water Available For Use / Savings in Demand under the selected programme (Ml/d) input as +ve 2046-47: 0.13189; Gains in Water Available For Use / Savings in Demand under the selected programme (Ml/d) input as +ve 2047-48: 0.13846; Gains in Water Available For Use / Savings in Demand under the selected programme (Ml/d) input as +ve 2048-49: 0.14503; Gains in Water Available For Use / Savings in Demand under the selected programme (Ml/d) input as +ve 2049-50: 0.15158
52dA | Critical Period 40% reduction by 2050 - SPL | CP Leak 4 | Supply pipe repairs / replacement | Customer Options | N | Preferred CP | ESWHRT | Ml/d | 2 | Gains in Water Available For Use / Savings in Demand under the selected programme (Ml/d) input as +ve 2021-22: 0; Gains in Water Available For Use / Savings in Demand under the selected programme (Ml/d) input as +ve 2022-23: 0; Gains in Water Available For Use / Savings in Demand under the selected programme (Ml/d) input as +ve 2023-24: 0; Gains in Water Available For Use / Savings in Demand under the selected programme (Ml/d) input as +ve 2024-25: 0; Gains in Water Available For Use / Savings in Demand under the selected programme (Ml/d) input as +ve 2025-26: 0.009204; Gains in Water Available For Use / Savings in Demand under the selected programme (Ml/d) input as +ve 2026-27: 0.018042; Gains in Water Available For Use / Savings in Demand under the selected programme (Ml/d) input as +ve 2027-28: 0.018482; Gains in Water Available For Use / Savings in Demand under the selected programme (Ml/d) input as +ve 2028-29: 0.018942; Gains in Water Available For Use / Savings in Demand under the selected programme (Ml/d) input as +ve 2029-30: 0.019416; Gains in Water Available For Use / Savings in Demand under the selected programme (Ml/d) input as +ve 2030-31: 0.020085; Gains in Water Available For Use / Savings in Demand under the selected programme (Ml/d) input as +ve 2031-32: 0.020946; Gains in Water Available For Use / Savings in Demand under the selected programme (Ml/d) input as +ve 2032-33: 0.021815; Gains in Water Available For Use / Savings in Demand under the selected programme (Ml/d) input as +ve 2033-34: 0.022697; Gains in Water Available For Use / Savings in Demand under the selected programme (Ml/d) input as +ve 2034-35: 0.023589; Gains in Water Available For Use / Savings in Demand under the selected programme (Ml/d) input as +ve 2035-36: 0.024493; Gains in Water Available For Use / Savings in Demand under the selected programme (Ml/d) input as +ve 2036-37: 0.025407; Gains in Water Available For Use / Savings in Demand under the selected programme (Ml/d) input as +ve 2037-38: 0.026329; Gains in Water Available For Use / Savings in Demand under the selected programme (Ml/d) input as +ve 2038-39: 0.027262; Gains in Water Available For Use / Savings in Demand under the selected programme (Ml/d) input as +ve 2039-40: 0.028204; Gains in Water Available For Use / Savings in Demand under the selected programme (Ml/d) input as +ve 2040-41: 0.029158; Gains in Water Available For Use / Savings in Demand under the selected programme (Ml/d) input as +ve 2041-42: 0.030125; Gains in Water Available For Use / Savings in Demand under the selected programme (Ml/d) input as +ve 2042-43: 0.031101; Gains in Water Available For Use / Savings in Demand under the selected programme (Ml/d) input as +ve 2043-44: 0.032084; Gains in Water Available For Use / Savings in Demand under the selected programme (Ml/d) input as +ve 2044-45: 0.033075; Gains in Water Available For Use / Savings in Demand under the selected programme (Ml/d) input as +ve 2045-46: 0.034074; Gains in Water Available For Use / Savings in Demand under the selected programme (Ml/d) input as +ve 2046-47: 0.035081; Gains in Water Available For Use / Savings in Demand under the selected programme (Ml/d) input as +ve 2047-48: 0.036096; Gains in Water Available For Use / Savings in Demand under the selected programme (Ml/d) input as +ve 2048-49: 0.03712; Gains in Water Available For Use / Savings in Demand under the selected programme (Ml/d) input as +ve 2049-50: 0.038154
52dA | Critical Period Medium scenario | CP WEF Medium | Other water efficiency | Customer Options | N | Preferred CP | ESWHRT | Ml/d | 2 | Gains in Water Available For Use / Savings in Demand under the selected programme (Ml/d) input as +ve 2021-22: 0; Gains in Water Available For Use / Savings in Demand under the selected programme (Ml/d) input as +ve 2022-23: 0; Gains in Water Available For Use / Savings in Demand under the selected programme (Ml/d) input as +ve 2023-24: 0; Gains in Water Available For Use / Savings in Demand under the selected programme (Ml/d) input as +ve 2024-25: 0; Gains in Water Available For Use / Savings in Demand under the selected programme (Ml/d) input as +ve 2025-26: 0.029246; Gains in Water Available For Use / Savings in Demand under the selected programme (Ml/d) input as +ve 2026-27: 0.057881; Gains in Water Available For Use / Savings in Demand under the selected programme (Ml/d) input as +ve 2027-28: 0.086411; Gains in Water Available For Use / Savings in Demand under the selected programme (Ml/d) input as +ve 2028-29: 0.11461; Gains in Water Available For Use / Savings in Demand under the selected programme (Ml/d) input as +ve 2029-30: 0.14235; Gains in Water Available For Use / Savings in Demand under the selected programme (Ml/d) input as +ve 2030-31: 0.16846; Gains in Water Available For Use / Savings in Demand under the selected programme (Ml/d) input as +ve 2031-32: 0.19449; Gains in Water Available For Use / Savings in Demand under the selected programme (Ml/d) input as +ve 2032-33: 0.22029; Gains in Water Available For Use / Savings in Demand under the selected programme (Ml/d) input as +ve 2033-34: 0.24591; Gains in Water Available For Use / Savings in Demand under the selected programme (Ml/d) input as +ve 2034-35: 0.27138; Gains in Water Available For Use / Savings in Demand under the selected programme (Ml/d) input as +ve 2035-36: 0.29623; Gains in Water Available For Use / Savings in Demand under the selected programme (Ml/d) input as +ve 2036-37: 0.32093; Gains in Water Available For Use / Savings in Demand under the selected programme (Ml/d) input as +ve 2037-38: 0.34563; Gains in Water Available For Use / Savings in Demand under the selected programme (Ml/d) input as +ve 2038-39: 0.37018; Gains in Water Available For Use / Savings in Demand under the selected programme (Ml/d) input as +ve 2039-40: 0.39435; Gains in Water Available For Use / Savings in Demand under the selected programme (Ml/d) input as +ve 2040-41: 0.41749; Gains in Water Available For Use / Savings in Demand under the selected programme (Ml/d) input as +ve 2041-42: 0.44051; Gains in Water Available For Use / Savings in Demand under the selected programme (Ml/d) input as +ve 2042-43: 0.46349; Gains in Water Available For Use / Savings in Demand under the selected programme (Ml/d) input as +ve 2043-44: 0.4864; Gains in Water Available For Use / Savings in Demand under the selected programme (Ml/d) input as +ve 2044-45: 0.48496; Gains in Water Available For Use / Savings in Demand under the selected programme (Ml/d) input as +ve 2045-46: 0.48349; Gains in Water Available For Use / Savings in Demand under the selected programme (Ml/d) input as +ve 2046-47: 0.48205; Gains in Water Available For Use / Savings in Demand under the selected programme (Ml/d) input as +ve 2047-48: 0.48081; Gains in Water Available For Use / Savings in Demand under the selected programme (Ml/d) input as +ve 2048-49: 0.47974; Gains in Water Available For Use / Savings in Demand under the selected programme (Ml/d) input as +ve 2049-50: 0.47883
52dA | Critical Period Smart scenario | CP HH Smart | Other water efficiency | Customer Options | N | Preferred CP | ESWHRT | Ml/d | 2 | Gains in Water Available For Use / Savings in Demand under the selected programme (Ml/d) input as +ve 2021-22: 0; Gains in Water Available For Use / Savings in Demand under the selected programme (Ml/d) input as +ve 2022-23: 0; Gains in Water Available For Use / Savings in Demand under the selected programme (Ml/d) input as +ve 2023-24: 0; Gains in Water Available For Use / Savings in Demand under the selected programme (Ml/d) input as +ve 2024-25: 0; Gains in Water Available For Use / Savings in Demand under the selected programme (Ml/d) input as +ve 2025-26: 0.0008497; Gains in Water Available For Use / Savings in Demand under the selected programme (Ml/d) input as +ve 2026-27: 0.0094142; Gains in Water Available For Use / Savings in Demand under the selected programme (Ml/d) input as +ve 2027-28: 0.0025106; Gains in Water Available For Use / Savings in Demand under the selected programme (Ml/d) input as +ve 2028-29: 0.0033297; Gains in Water Available For Use / Savings in Demand under the selected programme (Ml/d) input as +ve 2029-30: 0.0041357; Gains in Water Available For Use / Savings in Demand under the selected programme (Ml/d) input as +ve 2030-31: 0.0049155; Gains in Water Available For Use / Savings in Demand under the selected programme (Ml/d) input as +ve 2031-32: 0.0056926; Gains in Water Available For Use / Savings in Demand under the selected programme (Ml/d) input as +ve 2032-33: 0.006463; Gains in Water Available For Use / Savings in Demand under the selected programme (Ml/d) input as +ve 2033-34: 0.0072278; Gains in Water Available For Use / Savings in Demand under the selected programme (Ml/d) input as +ve 2034-35: 0.0079882; Gains in Water Available For Use / Savings in Demand under the selected programme (Ml/d) input as +ve 2035-36: 0.0079595; Gains in Water Available For Use / Savings in Demand under the selected programme (Ml/d) input as +ve 2036-37: 0.0079318; Gains in Water Available For Use / Savings in Demand under the selected programme (Ml/d) input as +ve 2037-38: 0.0079083; Gains in Water Available For Use / Savings in Demand under the selected programme (Ml/d) input as +ve 2038-39: 0.0078848; Gains in Water Available For Use / Savings in Demand under the selected programme (Ml/d) input as +ve 2039-40: 0.0078567; Gains in Water Available For Use / Savings in Demand under the selected programme (Ml/d) input as +ve 2040-41: 0.007827; Gains in Water Available For Use / Savings in Demand under the selected programme (Ml/d) input as +ve 2041-42: 0.0077986; Gains in Water Available For Use / Savings in Demand under the selected programme (Ml/d) input as +ve 2042-43: 0.0077724; Gains in Water Available For Use / Savings in Demand under the selected programme (Ml/d) input as +ve 2043-44: 0.0077478; Gains in Water Available For Use / Savings in Demand under the selected programme (Ml/d) input as +ve 2044-45: 0.0077248; Gains in Water Available For Use / Savings in Demand under the selected programme (Ml/d) input as +ve 2045-46: 0.0077015; Gains in Water Available For Use / Savings in Demand under the selected programme (Ml/d) input as +ve 2046-47: 0.0076785; Gains in Water Available For Use / Savings in Demand under the selected programme (Ml/d) input as +ve 2047-48: 0.0076587; Gains in Water Available For Use / Savings in Demand under the selected programme (Ml/d) input as +ve 2048-49: 0.0076417; Gains in Water Available For Use / Savings in Demand under the selected programme (Ml/d) input as +ve 2049-50: 0.0076272
52dA | Critical Period NHH scenario 9% | CP NHH | Other water efficiency | Customer Options | N | Preferred CP | ESWHRT | Ml/d | 2 | Gains in Water Available For Use / Savings in Demand under the selected programme (Ml/d) input as +ve 2021-22: 0; Gains in Water Available For Use / Savings in Demand under the selected programme (Ml/d) input as +ve 2022-23: 0; Gains in Water Available For Use / Savings in Demand under the selected programme (Ml/d) input as +ve 2023-24: 0; Gains in Water Available For Use / Savings in Demand under the selected programme (Ml/d) input as +ve 2024-25: 0; Gains in Water Available For Use / Savings in Demand under the selected programme (Ml/d) input as +ve 2025-26: 0.0076396; Gains in Water Available For Use / Savings in Demand under the selected programme (Ml/d) input as +ve 2026-27: 0.015279; Gains in Water Available For Use / Savings in Demand under the selected programme (Ml/d) input as +ve 2027-28: 0.022919; Gains in Water Available For Use / Savings in Demand under the selected programme (Ml/d) input as +ve 2028-29: 0.030558; Gains in Water Available For Use / Savings in Demand under the selected programme (Ml/d) input as +ve 2029-30: 0.038198; Gains in Water Available For Use / Savings in Demand under the selected programme (Ml/d) input as +ve 2030-31: 0.054573; Gains in Water Available For Use / Savings in Demand under the selected programme (Ml/d) input as +ve 2031-32: 0.070949; Gains in Water Available For Use / Savings in Demand under the selected programme (Ml/d) input as +ve 2032-33: 0.087324; Gains in Water Available For Use / Savings in Demand under the selected programme (Ml/d) input as +ve 2033-34: 0.1037; Gains in Water Available For Use / Savings in Demand under the selected programme (Ml/d) input as +ve 2034-35: 0.12008; Gains in Water Available For Use / Savings in Demand under the selected programme (Ml/d) input as +ve 2035-36: 0.13529; Gains in Water Available For Use / Savings in Demand under the selected programme (Ml/d) input as +ve 2036-37: 0.1505; Gains in Water Available For Use / Savings in Demand under the selected programme (Ml/d) input as +ve 2037-38: 0.16571; Gains in Water Available For Use / Savings in Demand under the selected programme (Ml/d) input as +ve 2038-39: 0.16571; Gains in Water Available For Use / Savings in Demand under the selected programme (Ml/d) input as +ve 2039-40: 0.16571; Gains in Water Available For Use / Savings in Demand under the selected programme (Ml/d) input as +ve 2040-41: 0.16571; Gains in Water Available For Use / Savings in Demand under the selected programme (Ml/d) input as +ve 2041-42: 0.16571; Gains in Water Available For Use / Savings in Demand under the selected programme (Ml/d) input as +ve 2042-43: 0.16571; Gains in Water Available For Use / Savings in Demand under the selected programme (Ml/d) input as +ve 2043-44: 0.16571; Gains in Water Available For Use / Savings in Demand under the selected programme (Ml/d) input as +ve 2044-45: 0.16571; Gains in Water Available For Use / Savings in Demand under the selected programme (Ml/d) input as +ve 2045-46: 0.16571; Gains in Water Available For Use / Savings in Demand under the selected programme (Ml/d) input as +ve 2046-47: 0.16571; Gains in Water Available For Use / Savings in Demand under the selected programme (Ml/d) input as +ve 2047-48: 0.16571; Gains in Water Available For Use / Savings in Demand under the selected programme (Ml/d) input as +ve 2048-49: 0.16571; Gains in Water Available For Use / Savings in Demand under the selected programme (Ml/d) input as +ve 2049-50: 0.16571
52dP | Metering Option 5 | DMO 5 | Metering compulsory | Customer Options | N | Preferred | ESWNCT | Ml/d | 2 | Gains in Water Available For Use / Savings in Demand under the selected programme (Ml/d) input as +ve 2021-22: 0; Gains in Water Available For Use / Savings in Demand under the selected programme (Ml/d) input as +ve 2022-23: 0; Gains in Water Available For Use / Savings in Demand under the selected programme (Ml/d) input as +ve 2023-24: 0; Gains in Water Available For Use / Savings in Demand under the selected programme (Ml/d) input as +ve 2024-25: 0; Gains in Water Available For Use / Savings in Demand under the selected programme (Ml/d) input as +ve 2025-26: -0.03025; Gains in Water Available For Use / Savings in Demand under the selected programme (Ml/d) input as +ve 2026-27: 0.22093; Gains in Water Available For Use / Savings in Demand under the selected programme (Ml/d) input as +ve 2027-28: 0.44181; Gains in Water Available For Use / Savings in Demand under the selected programme (Ml/d) input as +ve 2028-29: 0.65677; Gains in Water Available For Use / Savings in Demand under the selected programme (Ml/d) input as +ve 2029-30: 0.74603; Gains in Water Available For Use / Savings in Demand under the selected programme (Ml/d) input as +ve 2030-31: 0.67123; Gains in Water Available For Use / Savings in Demand under the selected programme (Ml/d) input as +ve 2031-32: 0.5616; Gains in Water Available For Use / Savings in Demand under the selected programme (Ml/d) input as +ve 2032-33: 0.56914; Gains in Water Available For Use / Savings in Demand under the selected programme (Ml/d) input as +ve 2033-34: 0.56222; Gains in Water Available For Use / Savings in Demand under the selected programme (Ml/d) input as +ve 2034-35: 0.57604; Gains in Water Available For Use / Savings in Demand under the selected programme (Ml/d) input as +ve 2035-36: 0.58287; Gains in Water Available For Use / Savings in Demand under the selected programme (Ml/d) input as +ve 2036-37: 0.59189; Gains in Water Available For Use / Savings in Demand under the selected programme (Ml/d) input as +ve 2037-38: 0.60111; Gains in Water Available For Use / Savings in Demand under the selected programme (Ml/d) input as +ve 2038-39: 0.61075; Gains in Water Available For Use / Savings in Demand under the selected programme (Ml/d) input as +ve 2039-40: 0.62047; Gains in Water Available For Use / Savings in Demand under the selected programme (Ml/d) input as +ve 2040-41: 0.62711; Gains in Water Available For Use / Savings in Demand under the selected programme (Ml/d) input as +ve 2041-42: 0.63765; Gains in Water Available For Use / Savings in Demand under the selected programme (Ml/d) input as +ve 2042-43: 0.6471; Gains in Water Available For Use / Savings in Demand under the selected programme (Ml/d) input as +ve 2043-44: 0.65751; Gains in Water Available For Use / Savings in Demand under the selected programme (Ml/d) input as +ve 2044-45: 0.66794; Gains in Water Available For Use / Savings in Demand under the selected programme (Ml/d) input as +ve 2045-46: 0.67796; Gains in Water Available For Use / Savings in Demand under the selected programme (Ml/d) input as +ve 2046-47: 0.68819; Gains in Water Available For Use / Savings in Demand under the selected programme (Ml/d) input as +ve 2047-48: 0.69833; Gains in Water Available For Use / Savings in Demand under the selected programme (Ml/d) input as +ve 2048-49: 0.70845; Gains in Water Available For Use / Savings in Demand under the selected programme (Ml/d) input as +ve 2049-50: 0.71893
52dP | Medium scenario | WEF Medium | Other water efficiency | Customer Options | N | Preferred | ESWNCT | Ml/d | 2 | Gains in Water Available For Use / Savings in Demand under the selected programme (Ml/d) input as +ve 2021-22: 0; Gains in Water Available For Use / Savings in Demand under the selected programme (Ml/d) input as +ve 2022-23: 0; Gains in Water Available For Use / Savings in Demand under the selected programme (Ml/d) input as +ve 2023-24: 0; Gains in Water Available For Use / Savings in Demand under the selected programme (Ml/d) input as +ve 2024-25: 0; Gains in Water Available For Use / Savings in Demand under the selected programme (Ml/d) input as +ve 2025-26: 0.22449; Gains in Water Available For Use / Savings in Demand under the selected programme (Ml/d) input as +ve 2026-27: 0.44595; Gains in Water Available For Use / Savings in Demand under the selected programme (Ml/d) input as +ve 2027-28: 0.66628; Gains in Water Available For Use / Savings in Demand under the selected programme (Ml/d) input as +ve 2028-29: 0.88512; Gains in Water Available For Use / Savings in Demand under the selected programme (Ml/d) input as +ve 2029-30: 1.102; Gains in Water Available For Use / Savings in Demand under the selected programme (Ml/d) input as +ve 2030-31: 1.3069; Gains in Water Available For Use / Savings in Demand under the selected programme (Ml/d) input as +ve 2031-32: 1.511; Gains in Water Available For Use / Savings in Demand under the selected programme (Ml/d) input as +ve 2032-33: 1.7137; Gains in Water Available For Use / Savings in Demand under the selected programme (Ml/d) input as +ve 2033-34: 1.9155; Gains in Water Available For Use / Savings in Demand under the selected programme (Ml/d) input as +ve 2034-35: 2.1172; Gains in Water Available For Use / Savings in Demand under the selected programme (Ml/d) input as +ve 2035-36: 2.1854; Gains in Water Available For Use / Savings in Demand under the selected programme (Ml/d) input as +ve 2036-37: 2.2525; Gains in Water Available For Use / Savings in Demand under the selected programme (Ml/d) input as +ve 2037-38: 2.3187; Gains in Water Available For Use / Savings in Demand under the selected programme (Ml/d) input as +ve 2038-39: 2.3846; Gains in Water Available For Use / Savings in Demand under the selected programme (Ml/d) input as +ve 2039-40: 2.4508; Gains in Water Available For Use / Savings in Demand under the selected programme (Ml/d) input as +ve 2040-41: 2.5143; Gains in Water Available For Use / Savings in Demand under the selected programme (Ml/d) input as +ve 2041-42: 2.5769; Gains in Water Available For Use / Savings in Demand under the selected programme (Ml/d) input as +ve 2042-43: 2.6387; Gains in Water Available For Use / Savings in Demand under the selected programme (Ml/d) input as +ve 2043-44: 2.6999; Gains in Water Available For Use / Savings in Demand under the selected programme (Ml/d) input as +ve 2044-45: 2.7603; Gains in Water Available For Use / Savings in Demand under the selected programme (Ml/d) input as +ve 2045-46: 2.8174; Gains in Water Available For Use / Savings in Demand under the selected programme (Ml/d) input as +ve 2046-47: 2.8736; Gains in Water Available For Use / Savings in Demand under the selected programme (Ml/d) input as +ve 2047-48: 2.9294; Gains in Water Available For Use / Savings in Demand under the selected programme (Ml/d) input as +ve 2048-49: 2.9848; Gains in Water Available For Use / Savings in Demand under the selected programme (Ml/d) input as +ve 2049-50: 2.9767
52dP | Smart scenario | HH Smart | Other water efficiency | Customer Options | N | Preferred | ESWNCT | Ml/d | 2 | Gains in Water Available For Use / Savings in Demand under the selected programme (Ml/d) input as +ve 2021-22: 0; Gains in Water Available For Use / Savings in Demand under the selected programme (Ml/d) input as +ve 2022-23: 0; Gains in Water Available For Use / Savings in Demand under the selected programme (Ml/d) input as +ve 2023-24: 0; Gains in Water Available For Use / Savings in Demand under the selected programme (Ml/d) input as +ve 2024-25: 0; Gains in Water Available For Use / Savings in Demand under the selected programme (Ml/d) input as +ve 2025-26: 0.25285; Gains in Water Available For Use / Savings in Demand under the selected programme (Ml/d) input as +ve 2026-27: 0.28916; Gains in Water Available For Use / Savings in Demand under the selected programme (Ml/d) input as +ve 2027-28: 0.85612; Gains in Water Available For Use / Savings in Demand under the selected programme (Ml/d) input as +ve 2028-29: 1.1683; Gains in Water Available For Use / Savings in Demand under the selected programme (Ml/d) input as +ve 2029-30: 1.2988; Gains in Water Available For Use / Savings in Demand under the selected programme (Ml/d) input as +ve 2030-31: 1.3411; Gains in Water Available For Use / Savings in Demand under the selected programme (Ml/d) input as +ve 2031-32: 1.3833; Gains in Water Available For Use / Savings in Demand under the selected programme (Ml/d) input as +ve 2032-33: 1.425; Gains in Water Available For Use / Savings in Demand under the selected programme (Ml/d) input as +ve 2033-34: 1.4662; Gains in Water Available For Use / Savings in Demand under the selected programme (Ml/d) input as +ve 2034-35: 1.3767; Gains in Water Available For Use / Savings in Demand under the selected programme (Ml/d) input as +ve 2035-36: 1.3711; Gains in Water Available For Use / Savings in Demand under the selected programme (Ml/d) input as +ve 2036-37: 1.3656; Gains in Water Available For Use / Savings in Demand under the selected programme (Ml/d) input as +ve 2037-38: 1.3601; Gains in Water Available For Use / Savings in Demand under the selected programme (Ml/d) input as +ve 2038-39: 1.355; Gains in Water Available For Use / Savings in Demand under the selected programme (Ml/d) input as +ve 2039-40: 1.3505; Gains in Water Available For Use / Savings in Demand under the selected programme (Ml/d) input as +ve 2040-41: 1.3462; Gains in Water Available For Use / Savings in Demand under the selected programme (Ml/d) input as +ve 2041-42: 1.342; Gains in Water Available For Use / Savings in Demand under the selected programme (Ml/d) input as +ve 2042-43: 1.3379; Gains in Water Available For Use / Savings in Demand under the selected programme (Ml/d) input as +ve 2043-44: 1.3339; Gains in Water Available For Use / Savings in Demand under the selected programme (Ml/d) input as +ve 2044-45: 1.33; Gains in Water Available For Use / Savings in Demand under the selected programme (Ml/d) input as +ve 2045-46: 1.3261; Gains in Water Available For Use / Savings in Demand under the selected programme (Ml/d) input as +ve 2046-47: 1.3221; Gains in Water Available For Use / Savings in Demand under the selected programme (Ml/d) input as +ve 2047-48: 1.3183; Gains in Water Available For Use / Savings in Demand under the selected programme (Ml/d) input as +ve 2048-49: 1.3147; Gains in Water Available For Use / Savings in Demand under the selected programme (Ml/d) input as +ve 2049-50: 1.3739
52cP | 40% reduction by 2050 - DL | LEAK 2 | Other leakage control | Distribution Options | N | Preferred | ESWNCT | Ml/d | 2 | Gains in Water Available For Use / Savings in Demand under the selected programme (Ml/d) input as +ve 2021-22: 0; Gains in Water Available For Use / Savings in Demand under the selected programme (Ml/d) input as +ve 2022-23: 0; Gains in Water Available For Use / Savings in Demand under the selected programme (Ml/d) input as +ve 2023-24: 0; Gains in Water Available For Use / Savings in Demand under the selected programme (Ml/d) input as +ve 2024-25: 0; Gains in Water Available For Use / Savings in Demand under the selected programme (Ml/d) input as +ve 2025-26: 0.020497; Gains in Water Available For Use / Savings in Demand under the selected programme (Ml/d) input as +ve 2026-27: 0.028131; Gains in Water Available For Use / Savings in Demand under the selected programme (Ml/d) input as +ve 2027-28: 0.0097855; Gains in Water Available For Use / Savings in Demand under the selected programme (Ml/d) input as +ve 2028-29: -0.020179; Gains in Water Available For Use / Savings in Demand under the selected programme (Ml/d) input as +ve 2029-30: -0.033449; Gains in Water Available For Use / Savings in Demand under the selected programme (Ml/d) input as +ve 2030-31: -0.021373; Gains in Water Available For Use / Savings in Demand under the selected programme (Ml/d) input as +ve 2031-32: -6.9544e-05; Gains in Water Available For Use / Savings in Demand under the selected programme (Ml/d) input as +ve 2032-33: 0.021177; Gains in Water Available For Use / Savings in Demand under the selected programme (Ml/d) input as +ve 2033-34: 0.042355; Gains in Water Available For Use / Savings in Demand under the selected programme (Ml/d) input as +ve 2034-35: 0.063463; Gains in Water Available For Use / Savings in Demand under the selected programme (Ml/d) input as +ve 2035-36: 0.084468; Gains in Water Available For Use / Savings in Demand under the selected programme (Ml/d) input as +ve 2036-37: 0.10537; Gains in Water Available For Use / Savings in Demand under the selected programme (Ml/d) input as +ve 2037-38: 0.12622; Gains in Water Available For Use / Savings in Demand under the selected programme (Ml/d) input as +ve 2038-39: 0.147; Gains in Water Available For Use / Savings in Demand under the selected programme (Ml/d) input as +ve 2039-40: 0.16773; Gains in Water Available For Use / Savings in Demand under the selected programme (Ml/d) input as +ve 2040-41: 0.1884; Gains in Water Available For Use / Savings in Demand under the selected programme (Ml/d) input as +ve 2041-42: 0.20902; Gains in Water Available For Use / Savings in Demand under the selected programme (Ml/d) input as +ve 2042-43: 0.22958; Gains in Water Available For Use / Savings in Demand under the selected programme (Ml/d) input as +ve 2043-44: 0.25009; Gains in Water Available For Use / Savings in Demand under the selected programme (Ml/d) input as +ve 2044-45: 0.27054; Gains in Water Available For Use / Savings in Demand under the selected programme (Ml/d) input as +ve 2045-46: 0.29094; Gains in Water Available For Use / Savings in Demand under the selected programme (Ml/d) input as +ve 2046-47: 0.3113; Gains in Water Available For Use / Savings in Demand under the selected programme (Ml/d) input as +ve 2047-48: 0.3316; Gains in Water Available For Use / Savings in Demand under the selected programme (Ml/d) input as +ve 2048-49: 0.35185; Gains in Water Available For Use / Savings in Demand under the selected programme (Ml/d) input as +ve 2049-50: 0.37205
52dP | 40% reduction by 2050 - SPL | LEAK 4 | Supply pipe repairs / replacement | Customer Options | N | Preferred | ESWNCT | Ml/d | 2 | Gains in Water Available For Use / Savings in Demand under the selected programme (Ml/d) input as +ve 2021-22: 0; Gains in Water Available For Use / Savings in Demand under the selected programme (Ml/d) input as +ve 2022-23: 0; Gains in Water Available For Use / Savings in Demand under the selected programme (Ml/d) input as +ve 2023-24: 0; Gains in Water Available For Use / Savings in Demand under the selected programme (Ml/d) input as +ve 2024-25: 0; Gains in Water Available For Use / Savings in Demand under the selected programme (Ml/d) input as +ve 2025-26: 0.0076766; Gains in Water Available For Use / Savings in Demand under the selected programme (Ml/d) input as +ve 2026-27: 0.028216; Gains in Water Available For Use / Savings in Demand under the selected programme (Ml/d) input as +ve 2027-28: 0.074735; Gains in Water Available For Use / Savings in Demand under the selected programme (Ml/d) input as +ve 2028-29: 0.13287; Gains in Water Available For Use / Savings in Demand under the selected programme (Ml/d) input as +ve 2029-30: 0.17432; Gains in Water Available For Use / Savings in Demand under the selected programme (Ml/d) input as +ve 2030-31: 0.19041; Gains in Water Available For Use / Savings in Demand under the selected programme (Ml/d) input as +ve 2031-32: 0.19728; Gains in Water Available For Use / Savings in Demand under the selected programme (Ml/d) input as +ve 2032-33: 0.20421; Gains in Water Available For Use / Savings in Demand under the selected programme (Ml/d) input as +ve 2033-34: 0.21121; Gains in Water Available For Use / Savings in Demand under the selected programme (Ml/d) input as +ve 2034-35: 0.21827; Gains in Water Available For Use / Savings in Demand under the selected programme (Ml/d) input as +ve 2035-36: 0.22544; Gains in Water Available For Use / Savings in Demand under the selected programme (Ml/d) input as +ve 2036-37: 0.23271; Gains in Water Available For Use / Savings in Demand under the selected programme (Ml/d) input as +ve 2037-38: 0.24004; Gains in Water Available For Use / Savings in Demand under the selected programme (Ml/d) input as +ve 2038-39: 0.24743; Gains in Water Available For Use / Savings in Demand under the selected programme (Ml/d) input as +ve 2039-40: 0.25488; Gains in Water Available For Use / Savings in Demand under the selected programme (Ml/d) input as +ve 2040-41: 0.26238; Gains in Water Available For Use / Savings in Demand under the selected programme (Ml/d) input as +ve 2041-42: 0.26993; Gains in Water Available For Use / Savings in Demand under the selected programme (Ml/d) input as +ve 2042-43: 0.27754; Gains in Water Available For Use / Savings in Demand under the selected programme (Ml/d) input as +ve 2043-44: 0.28521; Gains in Water Available For Use / Savings in Demand under the selected programme (Ml/d) input as +ve 2044-45: 0.29293; Gains in Water Available For Use / Savings in Demand under the selected programme (Ml/d) input as +ve 2045-46: 0.3007; Gains in Water Available For Use / Savings in Demand under the selected programme (Ml/d) input as +ve 2046-47: 0.30852; Gains in Water Available For Use / Savings in Demand under the selected programme (Ml/d) input as +ve 2047-48: 0.3164; Gains in Water Available For Use / Savings in Demand under the selected programme (Ml/d) input as +ve 2048-49: 0.32432; Gains in Water Available For Use / Savings in Demand under the selected programme (Ml/d) input as +ve 2049-50: 0.33229
52dP | NHH scenario 9% | NHH | Other water efficiency | Customer Options | N | Preferred | ESWNCT | Ml/d | 2 | Gains in Water Available For Use / Savings in Demand under the selected programme (Ml/d) input as +ve 2021-22: 0; Gains in Water Available For Use / Savings in Demand under the selected programme (Ml/d) input as +ve 2022-23: 0; Gains in Water Available For Use / Savings in Demand under the selected programme (Ml/d) input as +ve 2023-24: 0; Gains in Water Available For Use / Savings in Demand under the selected programme (Ml/d) input as +ve 2024-25: 0; Gains in Water Available For Use / Savings in Demand under the selected programme (Ml/d) input as +ve 2025-26: 0.063419; Gains in Water Available For Use / Savings in Demand under the selected programme (Ml/d) input as +ve 2026-27: 0.12684; Gains in Water Available For Use / Savings in Demand under the selected programme (Ml/d) input as +ve 2027-28: 0.19026; Gains in Water Available For Use / Savings in Demand under the selected programme (Ml/d) input as +ve 2028-29: 0.25368; Gains in Water Available For Use / Savings in Demand under the selected programme (Ml/d) input as +ve 2029-30: 0.3171; Gains in Water Available For Use / Savings in Demand under the selected programme (Ml/d) input as +ve 2030-31: 0.45303; Gains in Water Available For Use / Savings in Demand under the selected programme (Ml/d) input as +ve 2031-32: 0.58897; Gains in Water Available For Use / Savings in Demand under the selected programme (Ml/d) input as +ve 2032-33: 0.72491; Gains in Water Available For Use / Savings in Demand under the selected programme (Ml/d) input as +ve 2033-34: 0.86085; Gains in Water Available For Use / Savings in Demand under the selected programme (Ml/d) input as +ve 2034-35: 0.99679; Gains in Water Available For Use / Savings in Demand under the selected programme (Ml/d) input as +ve 2035-36: 1.1231; Gains in Water Available For Use / Savings in Demand under the selected programme (Ml/d) input as +ve 2036-37: 1.2493; Gains in Water Available For Use / Savings in Demand under the selected programme (Ml/d) input as +ve 2037-38: 1.3756; Gains in Water Available For Use / Savings in Demand under the selected programme (Ml/d) input as +ve 2038-39: 1.3756; Gains in Water Available For Use / Savings in Demand under the selected programme (Ml/d) input as +ve 2039-40: 1.3756; Gains in Water Available For Use / Savings in Demand under the selected programme (Ml/d) input as +ve 2040-41: 1.3756; Gains in Water Available For Use / Savings in Demand under the selected programme (Ml/d) input as +ve 2041-42: 1.3756; Gains in Water Available For Use / Savings in Demand under the selected programme (Ml/d) input as +ve 2042-43: 1.3756; Gains in Water Available For Use / Savings in Demand under the selected programme (Ml/d) input as +ve 2043-44: 1.3756; Gains in Water Available For Use / Savings in Demand under the selected programme (Ml/d) input as +ve 2044-45: 1.3756; Gains in Water Available For Use / Savings in Demand under the selected programme (Ml/d) input as +ve 2045-46: 1.3756; Gains in Water Available For Use / Savings in Demand under the selected programme (Ml/d) input as +ve 2046-47: 1.3756; Gains in Water Available For Use / Savings in Demand under the selected programme (Ml/d) input as +ve 2047-48: 1.3756; Gains in Water Available For Use / Savings in Demand under the selected programme (Ml/d) input as +ve 2048-49: 1.3756; Gains in Water Available For Use / Savings in Demand under the selected programme (Ml/d) input as +ve 2049-50: 1.3756
52dP | Government Led Interventions | Gov Led | Other water efficiency | Customer Options | N | Preferred | ESWNCT | Ml/d | 2 | Gains in Water Available For Use / Savings in Demand under the selected programme (Ml/d) input as +ve 2021-22: 0; Gains in Water Available For Use / Savings in Demand under the selected programme (Ml/d) input as +ve 2022-23: 0; Gains in Water Available For Use / Savings in Demand under the selected programme (Ml/d) input as +ve 2023-24: 0; Gains in Water Available For Use / Savings in Demand under the selected programme (Ml/d) input as +ve 2024-25: 0; Gains in Water Available For Use / Savings in Demand under the selected programme (Ml/d) input as +ve 2025-26: 0; Gains in Water Available For Use / Savings in Demand under the selected programme (Ml/d) input as +ve 2026-27: 0; Gains in Water Available For Use / Savings in Demand under the selected programme (Ml/d) input as +ve 2027-28: 0.073834; Gains in Water Available For Use / Savings in Demand under the selected programme (Ml/d) input as +ve 2028-29: 0.14712; Gains in Water Available For Use / Savings in Demand under the selected programme (Ml/d) input as +ve 2029-30: 0.22002; Gains in Water Available For Use / Savings in Demand under the selected programme (Ml/d) input as +ve 2030-31: 0.29228; Gains in Water Available For Use / Savings in Demand under the selected programme (Ml/d) input as +ve 2031-32: 0.36418; Gains in Water Available For Use / Savings in Demand under the selected programme (Ml/d) input as +ve 2032-33: 0.43563; Gains in Water Available For Use / Savings in Demand under the selected programme (Ml/d) input as +ve 2033-34: 0.58634; Gains in Water Available For Use / Savings in Demand under the selected programme (Ml/d) input as +ve 2034-35: 0.73653; Gains in Water Available For Use / Savings in Demand under the selected programme (Ml/d) input as +ve 2035-36: 0.88591; Gains in Water Available For Use / Savings in Demand under the selected programme (Ml/d) input as +ve 2036-37: 1.0347; Gains in Water Available For Use / Savings in Demand under the selected programme (Ml/d) input as +ve 2037-38: 1.1825; Gains in Water Available For Use / Savings in Demand under the selected programme (Ml/d) input as +ve 2038-39: 1.33; Gains in Water Available For Use / Savings in Demand under the selected programme (Ml/d) input as +ve 2039-40: 1.4778; Gains in Water Available For Use / Savings in Demand under the selected programme (Ml/d) input as +ve 2040-41: 1.6253; Gains in Water Available For Use / Savings in Demand under the selected programme (Ml/d) input as +ve 2041-42: 1.7724; Gains in Water Available For Use / Savings in Demand under the selected programme (Ml/d) input as +ve 2042-43: 1.9193; Gains in Water Available For Use / Savings in Demand under the selected programme (Ml/d) input as +ve 2043-44: 1.9669; Gains in Water Available For Use / Savings in Demand under the selected programme (Ml/d) input as +ve 2044-45: 2.0146; Gains in Water Available For Use / Savings in Demand under the selected programme (Ml/d) input as +ve 2045-46: 2.0619; Gains in Water Available For Use / Savings in Demand under the selected programme (Ml/d) input as +ve 2046-47: 2.1088; Gains in Water Available For Use / Savings in Demand under the selected programme (Ml/d) input as +ve 2047-48: 2.1559; Gains in Water Available For Use / Savings in Demand under the selected programme (Ml/d) input as +ve 2048-49: 2.2031; Gains in Water Available For Use / Savings in Demand under the selected programme (Ml/d) input as +ve 2049-50: 2.2502
52dA | Critical Period Metering Option 5 | CP DMO 5 | Metering compulsory | Customer Options | N | Preferred CP | ESWNCT | Ml/d | 2 | Gains in Water Available For Use / Savings in Demand under the selected programme (Ml/d) input as +ve 2021-22: 0; Gains in Water Available For Use / Savings in Demand under the selected programme (Ml/d) input as +ve 2022-23: 0; Gains in Water Available For Use / Savings in Demand under the selected programme (Ml/d) input as +ve 2023-24: 0; Gains in Water Available For Use / Savings in Demand under the selected programme (Ml/d) input as +ve 2024-25: 0; Gains in Water Available For Use / Savings in Demand under the selected programme (Ml/d) input as +ve 2025-26: -0.024145; Gains in Water Available For Use / Savings in Demand under the selected programme (Ml/d) input as +ve 2026-27: 0.48928; Gains in Water Available For Use / Savings in Demand under the selected programme (Ml/d) input as +ve 2027-28: 1.4433; Gains in Water Available For Use / Savings in Demand under the selected programme (Ml/d) input as +ve 2028-29: 2.5931; Gains in Water Available For Use / Savings in Demand under the selected programme (Ml/d) input as +ve 2029-30: 3.2976; Gains in Water Available For Use / Savings in Demand under the selected programme (Ml/d) input as +ve 2030-31: 3.3569; Gains in Water Available For Use / Savings in Demand under the selected programme (Ml/d) input as +ve 2031-32: 3.1809; Gains in Water Available For Use / Savings in Demand under the selected programme (Ml/d) input as +ve 2032-33: 3.1245; Gains in Water Available For Use / Savings in Demand under the selected programme (Ml/d) input as +ve 2033-34: 3.047; Gains in Water Available For Use / Savings in Demand under the selected programme (Ml/d) input as +ve 2034-35: 2.9917; Gains in Water Available For Use / Savings in Demand under the selected programme (Ml/d) input as +ve 2035-36: 2.9445; Gains in Water Available For Use / Savings in Demand under the selected programme (Ml/d) input as +ve 2036-37: 2.9012; Gains in Water Available For Use / Savings in Demand under the selected programme (Ml/d) input as +ve 2037-38: 2.8589; Gains in Water Available For Use / Savings in Demand under the selected programme (Ml/d) input as +ve 2038-39: 2.8185; Gains in Water Available For Use / Savings in Demand under the selected programme (Ml/d) input as +ve 2039-40: 2.7787; Gains in Water Available For Use / Savings in Demand under the selected programme (Ml/d) input as +ve 2040-41: 2.737; Gains in Water Available For Use / Savings in Demand under the selected programme (Ml/d) input as +ve 2041-42: 2.7002; Gains in Water Available For Use / Savings in Demand under the selected programme (Ml/d) input as +ve 2042-43: 2.6644; Gains in Water Available For Use / Savings in Demand under the selected programme (Ml/d) input as +ve 2043-44: 2.64; Gains in Water Available For Use / Savings in Demand under the selected programme (Ml/d) input as +ve 2044-45: 2.6164; Gains in Water Available For Use / Savings in Demand under the selected programme (Ml/d) input as +ve 2045-46: 2.5934; Gains in Water Available For Use / Savings in Demand under the selected programme (Ml/d) input as +ve 2046-47: 2.5718; Gains in Water Available For Use / Savings in Demand under the selected programme (Ml/d) input as +ve 2047-48: 2.5505; Gains in Water Available For Use / Savings in Demand under the selected programme (Ml/d) input as +ve 2048-49: 2.5297; Gains in Water Available For Use / Savings in Demand under the selected programme (Ml/d) input as +ve 2049-50: 2.5092
52dA | Critical Period Government Led Interventions | CP Gov Led | Other water efficiency | Customer Options | N | Preferred CP | ESWNCT | Ml/d | 2 | Gains in Water Available For Use / Savings in Demand under the selected programme (Ml/d) input as +ve 2021-22: 0; Gains in Water Available For Use / Savings in Demand under the selected programme (Ml/d) input as +ve 2022-23: 0; Gains in Water Available For Use / Savings in Demand under the selected programme (Ml/d) input as +ve 2023-24: 0; Gains in Water Available For Use / Savings in Demand under the selected programme (Ml/d) input as +ve 2024-25: 0; Gains in Water Available For Use / Savings in Demand under the selected programme (Ml/d) input as +ve 2025-26: 0; Gains in Water Available For Use / Savings in Demand under the selected programme (Ml/d) input as +ve 2026-27: 0; Gains in Water Available For Use / Savings in Demand under the selected programme (Ml/d) input as +ve 2027-28: 0.082516; Gains in Water Available For Use / Savings in Demand under the selected programme (Ml/d) input as +ve 2028-29: 0.16408; Gains in Water Available For Use / Savings in Demand under the selected programme (Ml/d) input as +ve 2029-30: 0.24488; Gains in Water Available For Use / Savings in Demand under the selected programme (Ml/d) input as +ve 2030-31: 0.32484; Gains in Water Available For Use / Savings in Demand under the selected programme (Ml/d) input as +ve 2031-32: 0.40448; Gains in Water Available For Use / Savings in Demand under the selected programme (Ml/d) input as +ve 2032-33: 0.48351; Gains in Water Available For Use / Savings in Demand under the selected programme (Ml/d) input as +ve 2033-34: 0.65036; Gains in Water Available For Use / Savings in Demand under the selected programme (Ml/d) input as +ve 2034-35: 0.81637; Gains in Water Available For Use / Savings in Demand under the selected programme (Ml/d) input as +ve 2035-36: 0.98127; Gains in Water Available For Use / Savings in Demand under the selected programme (Ml/d) input as +ve 2036-37: 1.1453; Gains in Water Available For Use / Savings in Demand under the selected programme (Ml/d) input as +ve 2037-38: 1.3081; Gains in Water Available For Use / Savings in Demand under the selected programme (Ml/d) input as +ve 2038-39: 1.4702; Gains in Water Available For Use / Savings in Demand under the selected programme (Ml/d) input as +ve 2039-40: 1.6324; Gains in Water Available For Use / Savings in Demand under the selected programme (Ml/d) input as +ve 2040-41: 1.794; Gains in Water Available For Use / Savings in Demand under the selected programme (Ml/d) input as +ve 2041-42: 1.955; Gains in Water Available For Use / Savings in Demand under the selected programme (Ml/d) input as +ve 2042-43: 2.1156; Gains in Water Available For Use / Savings in Demand under the selected programme (Ml/d) input as +ve 2043-44: 2.1665; Gains in Water Available For Use / Savings in Demand under the selected programme (Ml/d) input as +ve 2044-45: 2.2175; Gains in Water Available For Use / Savings in Demand under the selected programme (Ml/d) input as +ve 2045-46: 2.2681; Gains in Water Available For Use / Savings in Demand under the selected programme (Ml/d) input as +ve 2046-47: 2.3183; Gains in Water Available For Use / Savings in Demand under the selected programme (Ml/d) input as +ve 2047-48: 2.3685; Gains in Water Available For Use / Savings in Demand under the selected programme (Ml/d) input as +ve 2048-49: 2.4188; Gains in Water Available For Use / Savings in Demand under the selected programme (Ml/d) input as +ve 2049-50: 2.469
52cA | Critical Period 40% reduction by 2050 | CP Leak 2 | Other leakage control | Distribution Options | N | Preferred CP | ESWNCT | Ml/d | 2 | Gains in Water Available For Use / Savings in Demand under the selected programme (Ml/d) input as +ve 2021-22: 0; Gains in Water Available For Use / Savings in Demand under the selected programme (Ml/d) input as +ve 2022-23: 0; Gains in Water Available For Use / Savings in Demand under the selected programme (Ml/d) input as +ve 2023-24: 0; Gains in Water Available For Use / Savings in Demand under the selected programme (Ml/d) input as +ve 2024-25: 0; Gains in Water Available For Use / Savings in Demand under the selected programme (Ml/d) input as +ve 2025-26: 0.020497; Gains in Water Available For Use / Savings in Demand under the selected programme (Ml/d) input as +ve 2026-27: 0.028131; Gains in Water Available For Use / Savings in Demand under the selected programme (Ml/d) input as +ve 2027-28: 0.0097855; Gains in Water Available For Use / Savings in Demand under the selected programme (Ml/d) input as +ve 2028-29: -0.020179; Gains in Water Available For Use / Savings in Demand under the selected programme (Ml/d) input as +ve 2029-30: -0.033449; Gains in Water Available For Use / Savings in Demand under the selected programme (Ml/d) input as +ve 2030-31: -0.021373; Gains in Water Available For Use / Savings in Demand under the selected programme (Ml/d) input as +ve 2031-32: -6.9544e-05; Gains in Water Available For Use / Savings in Demand under the selected programme (Ml/d) input as +ve 2032-33: 0.021177; Gains in Water Available For Use / Savings in Demand under the selected programme (Ml/d) input as +ve 2033-34: 0.042355; Gains in Water Available For Use / Savings in Demand under the selected programme (Ml/d) input as +ve 2034-35: 0.063463; Gains in Water Available For Use / Savings in Demand under the selected programme (Ml/d) input as +ve 2035-36: 0.084468; Gains in Water Available For Use / Savings in Demand under the selected programme (Ml/d) input as +ve 2036-37: 0.10537; Gains in Water Available For Use / Savings in Demand under the selected programme (Ml/d) input as +ve 2037-38: 0.12622; Gains in Water Available For Use / Savings in Demand under the selected programme (Ml/d) input as +ve 2038-39: 0.147; Gains in Water Available For Use / Savings in Demand under the selected programme (Ml/d) input as +ve 2039-40: 0.16773; Gains in Water Available For Use / Savings in Demand under the selected programme (Ml/d) input as +ve 2040-41: 0.1884; Gains in Water Available For Use / Savings in Demand under the selected programme (Ml/d) input as +ve 2041-42: 0.20902; Gains in Water Available For Use / Savings in Demand under the selected programme (Ml/d) input as +ve 2042-43: 0.22958; Gains in Water Available For Use / Savings in Demand under the selected programme (Ml/d) input as +ve 2043-44: 0.25009; Gains in Water Available For Use / Savings in Demand under the selected programme (Ml/d) input as +ve 2044-45: 0.27054; Gains in Water Available For Use / Savings in Demand under the selected programme (Ml/d) input as +ve 2045-46: 0.29094; Gains in Water Available For Use / Savings in Demand under the selected programme (Ml/d) input as +ve 2046-47: 0.3113; Gains in Water Available For Use / Savings in Demand under the selected programme (Ml/d) input as +ve 2047-48: 0.3316; Gains in Water Available For Use / Savings in Demand under the selected programme (Ml/d) input as +ve 2048-49: 0.35185; Gains in Water Available For Use / Savings in Demand under the selected programme (Ml/d) input as +ve 2049-50: 0.37205
52dA | Critical Period 40% reduction by 2050 - SPL | CP Leak 4 | Supply pipe repairs / replacement | Customer Options | N | Preferred CP | ESWNCT | Ml/d | 2 | Gains in Water Available For Use / Savings in Demand under the selected programme (Ml/d) input as +ve 2021-22: 0; Gains in Water Available For Use / Savings in Demand under the selected programme (Ml/d) input as +ve 2022-23: 0; Gains in Water Available For Use / Savings in Demand under the selected programme (Ml/d) input as +ve 2023-24: 0; Gains in Water Available For Use / Savings in Demand under the selected programme (Ml/d) input as +ve 2024-25: 0; Gains in Water Available For Use / Savings in Demand under the selected programme (Ml/d) input as +ve 2025-26: 0.0076766; Gains in Water Available For Use / Savings in Demand under the selected programme (Ml/d) input as +ve 2026-27: 0.028216; Gains in Water Available For Use / Savings in Demand under the selected programme (Ml/d) input as +ve 2027-28: 0.074735; Gains in Water Available For Use / Savings in Demand under the selected programme (Ml/d) input as +ve 2028-29: 0.13287; Gains in Water Available For Use / Savings in Demand under the selected programme (Ml/d) input as +ve 2029-30: 0.17432; Gains in Water Available For Use / Savings in Demand under the selected programme (Ml/d) input as +ve 2030-31: 0.19041; Gains in Water Available For Use / Savings in Demand under the selected programme (Ml/d) input as +ve 2031-32: 0.19728; Gains in Water Available For Use / Savings in Demand under the selected programme (Ml/d) input as +ve 2032-33: 0.20421; Gains in Water Available For Use / Savings in Demand under the selected programme (Ml/d) input as +ve 2033-34: 0.21121; Gains in Water Available For Use / Savings in Demand under the selected programme (Ml/d) input as +ve 2034-35: 0.21827; Gains in Water Available For Use / Savings in Demand under the selected programme (Ml/d) input as +ve 2035-36: 0.22544; Gains in Water Available For Use / Savings in Demand under the selected programme (Ml/d) input as +ve 2036-37: 0.23271; Gains in Water Available For Use / Savings in Demand under the selected programme (Ml/d) input as +ve 2037-38: 0.24004; Gains in Water Available For Use / Savings in Demand under the selected programme (Ml/d) input as +ve 2038-39: 0.24743; Gains in Water Available For Use / Savings in Demand under the selected programme (Ml/d) input as +ve 2039-40: 0.25488; Gains in Water Available For Use / Savings in Demand under the selected programme (Ml/d) input as +ve 2040-41: 0.26238; Gains in Water Available For Use / Savings in Demand under the selected programme (Ml/d) input as +ve 2041-42: 0.26993; Gains in Water Available For Use / Savings in Demand under the selected programme (Ml/d) input as +ve 2042-43: 0.27754; Gains in Water Available For Use / Savings in Demand under the selected programme (Ml/d) input as +ve 2043-44: 0.28521; Gains in Water Available For Use / Savings in Demand under the selected programme (Ml/d) input as +ve 2044-45: 0.29293; Gains in Water Available For Use / Savings in Demand under the selected programme (Ml/d) input as +ve 2045-46: 0.3007; Gains in Water Available For Use / Savings in Demand under the selected programme (Ml/d) input as +ve 2046-47: 0.30852; Gains in Water Available For Use / Savings in Demand under the selected programme (Ml/d) input as +ve 2047-48: 0.3164; Gains in Water Available For Use / Savings in Demand under the selected programme (Ml/d) input as +ve 2048-49: 0.32432; Gains in Water Available For Use / Savings in Demand under the selected programme (Ml/d) input as +ve 2049-50: 0.33229
52dA | Critical Period Medium scenario | CP WEF Medium | Other water efficiency | Customer Options | N | Preferred CP | ESWNCT | Ml/d | 2 | Gains in Water Available For Use / Savings in Demand under the selected programme (Ml/d) input as +ve 2021-22: 0; Gains in Water Available For Use / Savings in Demand under the selected programme (Ml/d) input as +ve 2022-23: 0; Gains in Water Available For Use / Savings in Demand under the selected programme (Ml/d) input as +ve 2023-24: 0; Gains in Water Available For Use / Savings in Demand under the selected programme (Ml/d) input as +ve 2024-25: 0; Gains in Water Available For Use / Savings in Demand under the selected programme (Ml/d) input as +ve 2025-26: 0.25258; Gains in Water Available For Use / Savings in Demand under the selected programme (Ml/d) input as +ve 2026-27: 0.49883; Gains in Water Available For Use / Savings in Demand under the selected programme (Ml/d) input as +ve 2027-28: 0.74379; Gains in Water Available For Use / Savings in Demand under the selected programme (Ml/d) input as +ve 2028-29: 0.98604; Gains in Water Available For Use / Savings in Demand under the selected programme (Ml/d) input as +ve 2029-30: 1.2252; Gains in Water Available For Use / Savings in Demand under the selected programme (Ml/d) input as +ve 2030-31: 1.4509; Gains in Water Available For Use / Savings in Demand under the selected programme (Ml/d) input as +ve 2031-32: 1.6764; Gains in Water Available For Use / Savings in Demand under the selected programme (Ml/d) input as +ve 2032-33: 1.9001; Gains in Water Available For Use / Savings in Demand under the selected programme (Ml/d) input as +ve 2033-34: 2.1224; Gains in Water Available For Use / Savings in Demand under the selected programme (Ml/d) input as +ve 2034-35: 2.3442; Gains in Water Available For Use / Savings in Demand under the selected programme (Ml/d) input as +ve 2035-36: 2.4305; Gains in Water Available For Use / Savings in Demand under the selected programme (Ml/d) input as +ve 2036-37: 2.5153; Gains in Water Available For Use / Savings in Demand under the selected programme (Ml/d) input as +ve 2037-38: 2.5988; Gains in Water Available For Use / Savings in Demand under the selected programme (Ml/d) input as +ve 2038-39: 2.6817; Gains in Water Available For Use / Savings in Demand under the selected programme (Ml/d) input as +ve 2039-40: 2.7646; Gains in Water Available For Use / Savings in Demand under the selected programme (Ml/d) input as +ve 2040-41: 2.8439; Gains in Water Available For Use / Savings in Demand under the selected programme (Ml/d) input as +ve 2041-42: 2.9219; Gains in Water Available For Use / Savings in Demand under the selected programme (Ml/d) input as +ve 2042-43: 2.9989; Gains in Water Available For Use / Savings in Demand under the selected programme (Ml/d) input as +ve 2043-44: 3.075; Gains in Water Available For Use / Savings in Demand under the selected programme (Ml/d) input as +ve 2044-45: 3.15; Gains in Water Available For Use / Savings in Demand under the selected programme (Ml/d) input as +ve 2045-46: 3.2208; Gains in Water Available For Use / Savings in Demand under the selected programme (Ml/d) input as +ve 2046-47: 3.2904; Gains in Water Available For Use / Savings in Demand under the selected programme (Ml/d) input as +ve 2047-48: 3.3593; Gains in Water Available For Use / Savings in Demand under the selected programme (Ml/d) input as +ve 2048-49: 3.4277; Gains in Water Available For Use / Savings in Demand under the selected programme (Ml/d) input as +ve 2049-50: 3.4158
52dA | Critical Period Smart scenario | CP HH Smart | Other water efficiency | Customer Options | N | Preferred CP | ESWNCT | Ml/d | 2 | Gains in Water Available For Use / Savings in Demand under the selected programme (Ml/d) input as +ve 2021-22: 0; Gains in Water Available For Use / Savings in Demand under the selected programme (Ml/d) input as +ve 2022-23: 0; Gains in Water Available For Use / Savings in Demand under the selected programme (Ml/d) input as +ve 2023-24: 0; Gains in Water Available For Use / Savings in Demand under the selected programme (Ml/d) input as +ve 2024-25: 0; Gains in Water Available For Use / Savings in Demand under the selected programme (Ml/d) input as +ve 2025-26: 0.28555; Gains in Water Available For Use / Savings in Demand under the selected programme (Ml/d) input as +ve 2026-27: 0.35447; Gains in Water Available For Use / Savings in Demand under the selected programme (Ml/d) input as +ve 2027-28: 0.95866; Gains in Water Available For Use / Savings in Demand under the selected programme (Ml/d) input as +ve 2028-29: 1.3165; Gains in Water Available For Use / Savings in Demand under the selected programme (Ml/d) input as +ve 2029-30: 1.4754; Gains in Water Available For Use / Savings in Demand under the selected programme (Ml/d) input as +ve 2030-31: 1.5267; Gains in Water Available For Use / Savings in Demand under the selected programme (Ml/d) input as +ve 2031-32: 1.5791; Gains in Water Available For Use / Savings in Demand under the selected programme (Ml/d) input as +ve 2032-33: 1.6306; Gains in Water Available For Use / Savings in Demand under the selected programme (Ml/d) input as +ve 2033-34: 1.6815; Gains in Water Available For Use / Savings in Demand under the selected programme (Ml/d) input as +ve 2034-35: 1.6003; Gains in Water Available For Use / Savings in Demand under the selected programme (Ml/d) input as +ve 2035-36: 1.5925; Gains in Water Available For Use / Savings in Demand under the selected programme (Ml/d) input as +ve 2036-37: 1.5848; Gains in Water Available For Use / Savings in Demand under the selected programme (Ml/d) input as +ve 2037-38: 1.5772; Gains in Water Available For Use / Savings in Demand under the selected programme (Ml/d) input as +ve 2038-39: 1.57; Gains in Water Available For Use / Savings in Demand under the selected programme (Ml/d) input as +ve 2039-40: 1.5635; Gains in Water Available For Use / Savings in Demand under the selected programme (Ml/d) input as +ve 2040-41: 1.5572; Gains in Water Available For Use / Savings in Demand under the selected programme (Ml/d) input as +ve 2041-42: 1.551; Gains in Water Available For Use / Savings in Demand under the selected programme (Ml/d) input as +ve 2042-43: 1.5449; Gains in Water Available For Use / Savings in Demand under the selected programme (Ml/d) input as +ve 2043-44: 1.5391; Gains in Water Available For Use / Savings in Demand under the selected programme (Ml/d) input as +ve 2044-45: 1.5333; Gains in Water Available For Use / Savings in Demand under the selected programme (Ml/d) input as +ve 2045-46: 1.5275; Gains in Water Available For Use / Savings in Demand under the selected programme (Ml/d) input as +ve 2046-47: 1.5217; Gains in Water Available For Use / Savings in Demand under the selected programme (Ml/d) input as +ve 2047-48: 1.5161; Gains in Water Available For Use / Savings in Demand under the selected programme (Ml/d) input as +ve 2048-49: 1.5107; Gains in Water Available For Use / Savings in Demand under the selected programme (Ml/d) input as +ve 2049-50: 1.5849
52dA | Critical Period NHH scenario 9% | CP NHH | Other water efficiency | Customer Options | N | Preferred CP | ESWNCT | Ml/d | 2 | Gains in Water Available For Use / Savings in Demand under the selected programme (Ml/d) input as +ve 2021-22: 0; Gains in Water Available For Use / Savings in Demand under the selected programme (Ml/d) input as +ve 2022-23: 0; Gains in Water Available For Use / Savings in Demand under the selected programme (Ml/d) input as +ve 2023-24: 0; Gains in Water Available For Use / Savings in Demand under the selected programme (Ml/d) input as +ve 2024-25: 0; Gains in Water Available For Use / Savings in Demand under the selected programme (Ml/d) input as +ve 2025-26: 0.063419; Gains in Water Available For Use / Savings in Demand under the selected programme (Ml/d) input as +ve 2026-27: 0.12684; Gains in Water Available For Use / Savings in Demand under the selected programme (Ml/d) input as +ve 2027-28: 0.19026; Gains in Water Available For Use / Savings in Demand under the selected programme (Ml/d) input as +ve 2028-29: 0.25368; Gains in Water Available For Use / Savings in Demand under the selected programme (Ml/d) input as +ve 2029-30: 0.3171; Gains in Water Available For Use / Savings in Demand under the selected programme (Ml/d) input as +ve 2030-31: 0.45303; Gains in Water Available For Use / Savings in Demand under the selected programme (Ml/d) input as +ve 2031-32: 0.58897; Gains in Water Available For Use / Savings in Demand under the selected programme (Ml/d) input as +ve 2032-33: 0.72491; Gains in Water Available For Use / Savings in Demand under the selected programme (Ml/d) input as +ve 2033-34: 0.86085; Gains in Water Available For Use / Savings in Demand under the selected programme (Ml/d) input as +ve 2034-35: 0.99679; Gains in Water Available For Use / Savings in Demand under the selected programme (Ml/d) input as +ve 2035-36: 1.1231; Gains in Water Available For Use / Savings in Demand under the selected programme (Ml/d) input as +ve 2036-37: 1.2493; Gains in Water Available For Use / Savings in Demand under the selected programme (Ml/d) input as +ve 2037-38: 1.3756; Gains in Water Available For Use / Savings in Demand under the selected programme (Ml/d) input as +ve 2038-39: 1.3756; Gains in Water Available For Use / Savings in Demand under the selected programme (Ml/d) input as +ve 2039-40: 1.3756; Gains in Water Available For Use / Savings in Demand under the selected programme (Ml/d) input as +ve 2040-41: 1.3756; Gains in Water Available For Use / Savings in Demand under the selected programme (Ml/d) input as +ve 2041-42: 1.3756; Gains in Water Available For Use / Savings in Demand under the selected programme (Ml/d) input as +ve 2042-43: 1.3756; Gains in Water Available For Use / Savings in Demand under the selected programme (Ml/d) input as +ve 2043-44: 1.3756; Gains in Water Available For Use / Savings in Demand under the selected programme (Ml/d) input as +ve 2044-45: 1.3756; Gains in Water Available For Use / Savings in Demand under the selected programme (Ml/d) input as +ve 2045-46: 1.3756; Gains in Water Available For Use / Savings in Demand under the selected programme (Ml/d) input as +ve 2046-47: 1.3756; Gains in Water Available For Use / Savings in Demand under the selected programme (Ml/d) input as +ve 2047-48: 1.3756; Gains in Water Available For Use / Savings in Demand under the selected programme (Ml/d) input as +ve 2048-49: 1.3756; Gains in Water Available For Use / Savings in Demand under the selected programme (Ml/d) input as +ve 2049-50: 1.3756
52dP | Delay to new large NHH users to 2032. | NHH delay 2032 HRT | Change in levels of service | Customer Options | N | Preferred | ESWHRT | Ml/d | 2 | Gains in Water Available For Use / Savings in Demand under the selected programme (Ml/d) input as +ve 2021-22: 0; Gains in Water Available For Use / Savings in Demand under the selected programme (Ml/d) input as +ve 2022-23: 4.2757; Gains in Water Available For Use / Savings in Demand under the selected programme (Ml/d) input as +ve 2023-24: 4.0999; Gains in Water Available For Use / Savings in Demand under the selected programme (Ml/d) input as +ve 2024-25: 4.0759; Gains in Water Available For Use / Savings in Demand under the selected programme (Ml/d) input as +ve 2025-26: 3.8978; Gains in Water Available For Use / Savings in Demand under the selected programme (Ml/d) input as +ve 2026-27: 3.8622; Gains in Water Available For Use / Savings in Demand under the selected programme (Ml/d) input as +ve 2027-28: 3.873; Gains in Water Available For Use / Savings in Demand under the selected programme (Ml/d) input as +ve 2028-29: 3.8839; Gains in Water Available For Use / Savings in Demand under the selected programme (Ml/d) input as +ve 2029-30: 3.8941; Gains in Water Available For Use / Savings in Demand under the selected programme (Ml/d) input as +ve 2030-31: 3.9043; Gains in Water Available For Use / Savings in Demand under the selected programme (Ml/d) input as +ve 2031-32: 3.9144; Gains in Water Available For Use / Savings in Demand under the selected programme (Ml/d) input as +ve 2032-33: 0; Gains in Water Available For Use / Savings in Demand under the selected programme (Ml/d) input as +ve 2033-34: 0; Gains in Water Available For Use / Savings in Demand under the selected programme (Ml/d) input as +ve 2034-35: 0; Gains in Water Available For Use / Savings in Demand under the selected programme (Ml/d) input as +ve 2035-36: 0; Gains in Water Available For Use / Savings in Demand under the selected programme (Ml/d) input as +ve 2036-37: 0; Gains in Water Available For Use / Savings in Demand under the selected programme (Ml/d) input as +ve 2037-38: 0; Gains in Water Available For Use / Savings in Demand under the selected programme (Ml/d) input as +ve 2038-39: 0; Gains in Water Available For Use / Savings in Demand under the selected programme (Ml/d) input as +ve 2039-40: 0; Gains in Water Available For Use / Savings in Demand under the selected programme (Ml/d) input as +ve 2040-41: 0; Gains in Water Available For Use / Savings in Demand under the selected programme (Ml/d) input as +ve 2041-42: 0; Gains in Water Available For Use / Savings in Demand under the selected programme (Ml/d) input as +ve 2042-43: 0; Gains in Water Available For Use / Savings in Demand under the selected programme (Ml/d) input as +ve 2043-44: 0; Gains in Water Available For Use / Savings in Demand under the selected programme (Ml/d) input as +ve 2044-45: 0; Gains in Water Available For Use / Savings in Demand under the selected programme (Ml/d) input as +ve 2045-46: 0; Gains in Water Available For Use / Savings in Demand under the selected programme (Ml/d) input as +ve 2046-47: 0; Gains in Water Available For Use / Savings in Demand under the selected programme (Ml/d) input as +ve 2047-48: 0; Gains in Water Available For Use / Savings in Demand under the selected programme (Ml/d) input as +ve 2048-49: 0; Gains in Water Available For Use / Savings in Demand under the selected programme (Ml/d) input as +ve 2049-50: 0
52dA | Critical Period Delay to new large NHH users to 2032. | CP NHH delay 2032 HRT | Change in levels of service | Customer Options | N | Preferred CP | ESWHRT | Ml/d | 2 | Gains in Water Available For Use / Savings in Demand under the selected programme (Ml/d) input as +ve 2021-22: 0; Gains in Water Available For Use / Savings in Demand under the selected programme (Ml/d) input as +ve 2022-23: 4.2757; Gains in Water Available For Use / Savings in Demand under the selected programme (Ml/d) input as +ve 2023-24: 4.0999; Gains in Water Available For Use / Savings in Demand under the selected programme (Ml/d) input as +ve 2024-25: 4.0759; Gains in Water Available For Use / Savings in Demand under the selected programme (Ml/d) input as +ve 2025-26: 3.8978; Gains in Water Available For Use / Savings in Demand under the selected programme (Ml/d) input as +ve 2026-27: 3.8622; Gains in Water Available For Use / Savings in Demand under the selected programme (Ml/d) input as +ve 2027-28: 3.873; Gains in Water Available For Use / Savings in Demand under the selected programme (Ml/d) input as +ve 2028-29: 3.8839; Gains in Water Available For Use / Savings in Demand under the selected programme (Ml/d) input as +ve 2029-30: 3.8941; Gains in Water Available For Use / Savings in Demand under the selected programme (Ml/d) input as +ve 2030-31: 3.9043; Gains in Water Available For Use / Savings in Demand under the selected programme (Ml/d) input as +ve 2031-32: 3.9144; Gains in Water Available For Use / Savings in Demand under the selected programme (Ml/d) input as +ve 2032-33: 0; Gains in Water Available For Use / Savings in Demand under the selected programme (Ml/d) input as +ve 2033-34: 0; Gains in Water Available For Use / Savings in Demand under the selected programme (Ml/d) input as +ve 2034-35: 0; Gains in Water Available For Use / Savings in Demand under the selected programme (Ml/d) input as +ve 2035-36: 0; Gains in Water Available For Use / Savings in Demand under the selected programme (Ml/d) input as +ve 2036-37: 0; Gains in Water Available For Use / Savings in Demand under the selected programme (Ml/d) input as +ve 2037-38: 0; Gains in Water Available For Use / Savings in Demand under the selected programme (Ml/d) input as +ve 2038-39: 0; Gains in Water Available For Use / Savings in Demand under the selected programme (Ml/d) input as +ve 2039-40: 0; Gains in Water Available For Use / Savings in Demand under the selected programme (Ml/d) input as +ve 2040-41: 0; Gains in Water Available For Use / Savings in Demand under the selected programme (Ml/d) input as +ve 2041-42: 0; Gains in Water Available For Use / Savings in Demand under the selected programme (Ml/d) input as +ve 2042-43: 0; Gains in Water Available For Use / Savings in Demand under the selected programme (Ml/d) input as +ve 2043-44: 0; Gains in Water Available For Use / Savings in Demand under the selected programme (Ml/d) input as +ve 2044-45: 0; Gains in Water Available For Use / Savings in Demand under the selected programme (Ml/d) input as +ve 2045-46: 0; Gains in Water Available For Use / Savings in Demand under the selected programme (Ml/d) input as +ve 2046-47: 0; Gains in Water Available For Use / Savings in Demand under the selected programme (Ml/d) input as +ve 2047-48: 0; Gains in Water Available For Use / Savings in Demand under the selected programme (Ml/d) input as +ve 2048-49: 0; Gains in Water Available For Use / Savings in Demand under the selected programme (Ml/d) input as +ve 2049-50: 0
52dA | Metering Option 5 | DMO 5 | Metering compulsory | Customer Options | N | Least Cost | ESWESX | Ml/d | 2 | Gains in Water Available For Use / Savings in Demand under the selected programme (Ml/d) input as +ve 2021-22: 0; Gains in Water Available For Use / Savings in Demand under the selected programme (Ml/d) input as +ve 2022-23: 0; Gains in Water Available For Use / Savings in Demand under the selected programme (Ml/d) input as +ve 2023-24: 0; Gains in Water Available For Use / Savings in Demand under the selected programme (Ml/d) input as +ve 2024-25: 0; Gains in Water Available For Use / Savings in Demand under the selected programme (Ml/d) input as +ve 2025-26: 0.25549; Gains in Water Available For Use / Savings in Demand under the selected programme (Ml/d) input as +ve 2026-27: -0.030921; Gains in Water Available For Use / Savings in Demand under the selected programme (Ml/d) input as +ve 2027-28: 0.088848; Gains in Water Available For Use / Savings in Demand under the selected programme (Ml/d) input as +ve 2028-29: 0.76193; Gains in Water Available For Use / Savings in Demand under the selected programme (Ml/d) input as +ve 2029-30: 1.3909; Gains in Water Available For Use / Savings in Demand under the selected programme (Ml/d) input as +ve 2030-31: 1.903; Gains in Water Available For Use / Savings in Demand under the selected programme (Ml/d) input as +ve 2031-32: 2.3651; Gains in Water Available For Use / Savings in Demand under the selected programme (Ml/d) input as +ve 2032-33: 2.7946; Gains in Water Available For Use / Savings in Demand under the selected programme (Ml/d) input as +ve 2033-34: 3.1804; Gains in Water Available For Use / Savings in Demand under the selected programme (Ml/d) input as +ve 2034-35: 3.5142; Gains in Water Available For Use / Savings in Demand under the selected programme (Ml/d) input as +ve 2035-36: 3.3435; Gains in Water Available For Use / Savings in Demand under the selected programme (Ml/d) input as +ve 2036-37: 3.0946; Gains in Water Available For Use / Savings in Demand under the selected programme (Ml/d) input as +ve 2037-38: 2.9866; Gains in Water Available For Use / Savings in Demand under the selected programme (Ml/d) input as +ve 2038-39: 2.8828; Gains in Water Available For Use / Savings in Demand under the selected programme (Ml/d) input as +ve 2039-40: 2.7823; Gains in Water Available For Use / Savings in Demand under the selected programme (Ml/d) input as +ve 2040-41: 3.315; Gains in Water Available For Use / Savings in Demand under the selected programme (Ml/d) input as +ve 2041-42: 3.2089; Gains in Water Available For Use / Savings in Demand under the selected programme (Ml/d) input as +ve 2042-43: 3.108; Gains in Water Available For Use / Savings in Demand under the selected programme (Ml/d) input as +ve 2043-44: 3.0209; Gains in Water Available For Use / Savings in Demand under the selected programme (Ml/d) input as +ve 2044-45: 2.9369; Gains in Water Available For Use / Savings in Demand under the selected programme (Ml/d) input as +ve 2045-46: 2.3888; Gains in Water Available For Use / Savings in Demand under the selected programme (Ml/d) input as +ve 2046-47: 3.2271; Gains in Water Available For Use / Savings in Demand under the selected programme (Ml/d) input as +ve 2047-48: 3.165; Gains in Water Available For Use / Savings in Demand under the selected programme (Ml/d) input as +ve 2048-49: 3.5426; Gains in Water Available For Use / Savings in Demand under the selected programme (Ml/d) input as +ve 2049-50: 3.4804
52dA | Medium scenario | WEF Medium | Other water efficiency | Customer Options | N | Least Cost | ESWESX | Ml/d | 2 | Gains in Water Available For Use / Savings in Demand under the selected programme (Ml/d) input as +ve 2021-22: 0; Gains in Water Available For Use / Savings in Demand under the selected programme (Ml/d) input as +ve 2022-23: 0; Gains in Water Available For Use / Savings in Demand under the selected programme (Ml/d) input as +ve 2023-24: 0; Gains in Water Available For Use / Savings in Demand under the selected programme (Ml/d) input as +ve 2024-25: 0; Gains in Water Available For Use / Savings in Demand under the selected programme (Ml/d) input as +ve 2025-26: 1.7846; Gains in Water Available For Use / Savings in Demand under the selected programme (Ml/d) input as +ve 2026-27: 3.5427; Gains in Water Available For Use / Savings in Demand under the selected programme (Ml/d) input as +ve 2027-28: 5.3013; Gains in Water Available For Use / Savings in Demand under the selected programme (Ml/d) input as +ve 2028-29: 7.0549; Gains in Water Available For Use / Savings in Demand under the selected programme (Ml/d) input as +ve 2029-30: 8.8018; Gains in Water Available For Use / Savings in Demand under the selected programme (Ml/d) input as +ve 2030-31: 10.43; Gains in Water Available For Use / Savings in Demand under the selected programme (Ml/d) input as +ve 2031-32: 12.069; Gains in Water Available For Use / Savings in Demand under the selected programme (Ml/d) input as +ve 2032-33: 13.6747; Gains in Water Available For Use / Savings in Demand under the selected programme (Ml/d) input as +ve 2033-34: 15.2948; Gains in Water Available For Use / Savings in Demand under the selected programme (Ml/d) input as +ve 2034-35: 16.8794; Gains in Water Available For Use / Savings in Demand under the selected programme (Ml/d) input as +ve 2035-36: 18.4439; Gains in Water Available For Use / Savings in Demand under the selected programme (Ml/d) input as +ve 2036-37: 20.0035; Gains in Water Available For Use / Savings in Demand under the selected programme (Ml/d) input as +ve 2037-38: 21.563; Gains in Water Available For Use / Savings in Demand under the selected programme (Ml/d) input as +ve 2038-39: 23.1224; Gains in Water Available For Use / Savings in Demand under the selected programme (Ml/d) input as +ve 2039-40: 24.6825; Gains in Water Available For Use / Savings in Demand under the selected programme (Ml/d) input as +ve 2040-41: 25.9577; Gains in Water Available For Use / Savings in Demand under the selected programme (Ml/d) input as +ve 2041-42: 27.4395; Gains in Water Available For Use / Savings in Demand under the selected programme (Ml/d) input as +ve 2042-43: 28.9187; Gains in Water Available For Use / Savings in Demand under the selected programme (Ml/d) input as +ve 2043-44: 30.4044; Gains in Water Available For Use / Savings in Demand under the selected programme (Ml/d) input as +ve 2044-45: 31.8958; Gains in Water Available For Use / Savings in Demand under the selected programme (Ml/d) input as +ve 2045-46: 31.7889; Gains in Water Available For Use / Savings in Demand under the selected programme (Ml/d) input as +ve 2046-47: 31.3328; Gains in Water Available For Use / Savings in Demand under the selected programme (Ml/d) input as +ve 2047-48: 31.3093; Gains in Water Available For Use / Savings in Demand under the selected programme (Ml/d) input as +ve 2048-49: 31.0769; Gains in Water Available For Use / Savings in Demand under the selected programme (Ml/d) input as +ve 2049-50: 31.0572
52dA | Smart scenario | HH Smart | Other water efficiency | Customer Options | N | Least Cost | ESWESX | Ml/d | 2 | Gains in Water Available For Use / Savings in Demand under the selected programme (Ml/d) input as +ve 2021-22: 0; Gains in Water Available For Use / Savings in Demand under the selected programme (Ml/d) input as +ve 2022-23: 0; Gains in Water Available For Use / Savings in Demand under the selected programme (Ml/d) input as +ve 2023-24: 0; Gains in Water Available For Use / Savings in Demand under the selected programme (Ml/d) input as +ve 2024-25: 0; Gains in Water Available For Use / Savings in Demand under the selected programme (Ml/d) input as +ve 2025-26: 0.39249; Gains in Water Available For Use / Savings in Demand under the selected programme (Ml/d) input as +ve 2026-27: 0.8987; Gains in Water Available For Use / Savings in Demand under the selected programme (Ml/d) input as +ve 2027-28: 1.4329; Gains in Water Available For Use / Savings in Demand under the selected programme (Ml/d) input as +ve 2028-29: 2.0499; Gains in Water Available For Use / Savings in Demand under the selected programme (Ml/d) input as +ve 2029-30: 2.6688; Gains in Water Available For Use / Savings in Demand under the selected programme (Ml/d) input as +ve 2030-31: 3.3308; Gains in Water Available For Use / Savings in Demand under the selected programme (Ml/d) input as +ve 2031-32: 3.9954; Gains in Water Available For Use / Savings in Demand under the selected programme (Ml/d) input as +ve 2032-33: 4.6482; Gains in Water Available For Use / Savings in Demand under the selected programme (Ml/d) input as +ve 2033-34: 5.3052; Gains in Water Available For Use / Savings in Demand under the selected programme (Ml/d) input as +ve 2034-35: 5.9493; Gains in Water Available For Use / Savings in Demand under the selected programme (Ml/d) input as +ve 2035-36: 5.9341; Gains in Water Available For Use / Savings in Demand under the selected programme (Ml/d) input as +ve 2036-37: 5.9199; Gains in Water Available For Use / Savings in Demand under the selected programme (Ml/d) input as +ve 2037-38: 5.9077; Gains in Water Available For Use / Savings in Demand under the selected programme (Ml/d) input as +ve 2038-39: 5.8973; Gains in Water Available For Use / Savings in Demand under the selected programme (Ml/d) input as +ve 2039-40: 5.8883; Gains in Water Available For Use / Savings in Demand under the selected programme (Ml/d) input as +ve 2040-41: 5.8272; Gains in Water Available For Use / Savings in Demand under the selected programme (Ml/d) input as +ve 2041-42: 5.8167; Gains in Water Available For Use / Savings in Demand under the selected programme (Ml/d) input as +ve 2042-43: 5.8068; Gains in Water Available For Use / Savings in Demand under the selected programme (Ml/d) input as +ve 2043-44: 5.7991; Gains in Water Available For Use / Savings in Demand under the selected programme (Ml/d) input as +ve 2044-45: 5.7932; Gains in Water Available For Use / Savings in Demand under the selected programme (Ml/d) input as +ve 2045-46: 5.7738; Gains in Water Available For Use / Savings in Demand under the selected programme (Ml/d) input as +ve 2046-47: 5.6909; Gains in Water Available For Use / Savings in Demand under the selected programme (Ml/d) input as +ve 2047-48: 5.6867; Gains in Water Available For Use / Savings in Demand under the selected programme (Ml/d) input as +ve 2048-49: 5.6445; Gains in Water Available For Use / Savings in Demand under the selected programme (Ml/d) input as +ve 2049-50: 5.6409
52cA | 40% reduction by 2050 - DL | LEAK 2 | Other leakage control | Distribution Options | N | Least Cost | ESWESX | Ml/d | 2 | Gains in Water Available For Use / Savings in Demand under the selected programme (Ml/d) input as +ve 2021-22: 0; Gains in Water Available For Use / Savings in Demand under the selected programme (Ml/d) input as +ve 2022-23: 0; Gains in Water Available For Use / Savings in Demand under the selected programme (Ml/d) input as +ve 2023-24: 0; Gains in Water Available For Use / Savings in Demand under the selected programme (Ml/d) input as +ve 2024-25: 0; Gains in Water Available For Use / Savings in Demand under the selected programme (Ml/d) input as +ve 2025-26: 0.20074; Gains in Water Available For Use / Savings in Demand under the selected programme (Ml/d) input as +ve 2026-27: 0.29801; Gains in Water Available For Use / Savings in Demand under the selected programme (Ml/d) input as +ve 2027-28: 0.51191; Gains in Water Available For Use / Savings in Demand under the selected programme (Ml/d) input as +ve 2028-29: 0.75059; Gains in Water Available For Use / Savings in Demand under the selected programme (Ml/d) input as +ve 2029-30: 0.97523; Gains in Water Available For Use / Savings in Demand under the selected programme (Ml/d) input as +ve 2030-31: 1.2145; Gains in Water Available For Use / Savings in Demand under the selected programme (Ml/d) input as +ve 2031-32: 1.4687; Gains in Water Available For Use / Savings in Demand under the selected programme (Ml/d) input as +ve 2032-33: 1.7257; Gains in Water Available For Use / Savings in Demand under the selected programme (Ml/d) input as +ve 2033-34: 1.9858; Gains in Water Available For Use / Savings in Demand under the selected programme (Ml/d) input as +ve 2034-35: 2.2479; Gains in Water Available For Use / Savings in Demand under the selected programme (Ml/d) input as +ve 2035-36: 2.5807; Gains in Water Available For Use / Savings in Demand under the selected programme (Ml/d) input as +ve 2036-37: 2.9814; Gains in Water Available For Use / Savings in Demand under the selected programme (Ml/d) input as +ve 2037-38: 3.3809; Gains in Water Available For Use / Savings in Demand under the selected programme (Ml/d) input as +ve 2038-39: 3.7793; Gains in Water Available For Use / Savings in Demand under the selected programme (Ml/d) input as +ve 2039-40: 4.1764; Gains in Water Available For Use / Savings in Demand under the selected programme (Ml/d) input as +ve 2040-41: 4.5722; Gains in Water Available For Use / Savings in Demand under the selected programme (Ml/d) input as +ve 2041-42: 4.9668; Gains in Water Available For Use / Savings in Demand under the selected programme (Ml/d) input as +ve 2042-43: 5.36; Gains in Water Available For Use / Savings in Demand under the selected programme (Ml/d) input as +ve 2043-44: 5.7518; Gains in Water Available For Use / Savings in Demand under the selected programme (Ml/d) input as +ve 2044-45: 6.1422; Gains in Water Available For Use / Savings in Demand under the selected programme (Ml/d) input as +ve 2045-46: 6.5312; Gains in Water Available For Use / Savings in Demand under the selected programme (Ml/d) input as +ve 2046-47: 6.9187; Gains in Water Available For Use / Savings in Demand under the selected programme (Ml/d) input as +ve 2047-48: 7.3047; Gains in Water Available For Use / Savings in Demand under the selected programme (Ml/d) input as +ve 2048-49: 7.6892; Gains in Water Available For Use / Savings in Demand under the selected programme (Ml/d) input as +ve 2049-50: 8.0722
52dA | 40% reduction by 2050 - SPL | LEAK 4 | Supply pipe repairs / replacement | Customer Options | N | Least Cost | ESWESX | Ml/d | 2 | Gains in Water Available For Use / Savings in Demand under the selected programme (Ml/d) input as +ve 2021-22: 0; Gains in Water Available For Use / Savings in Demand under the selected programme (Ml/d) input as +ve 2022-23: 0; Gains in Water Available For Use / Savings in Demand under the selected programme (Ml/d) input as +ve 2023-24: 0; Gains in Water Available For Use / Savings in Demand under the selected programme (Ml/d) input as +ve 2024-25: 0; Gains in Water Available For Use / Savings in Demand under the selected programme (Ml/d) input as +ve 2025-26: 0.29383; Gains in Water Available For Use / Savings in Demand under the selected programme (Ml/d) input as +ve 2026-27: 0.69112; Gains in Water Available For Use / Savings in Demand under the selected programme (Ml/d) input as +ve 2027-28: 0.97179; Gains in Water Available For Use / Savings in Demand under the selected programme (Ml/d) input as +ve 2028-29: 1.2277; Gains in Water Available For Use / Savings in Demand under the selected programme (Ml/d) input as +ve 2029-30: 1.4976; Gains in Water Available For Use / Savings in Demand under the selected programme (Ml/d) input as +ve 2030-31: 1.7529; Gains in Water Available For Use / Savings in Demand under the selected programme (Ml/d) input as +ve 2031-32: 1.9933; Gains in Water Available For Use / Savings in Demand under the selected programme (Ml/d) input as +ve 2032-33: 2.2309; Gains in Water Available For Use / Savings in Demand under the selected programme (Ml/d) input as +ve 2033-34: 2.4653; Gains in Water Available For Use / Savings in Demand under the selected programme (Ml/d) input as +ve 2034-35: 2.6977; Gains in Water Available For Use / Savings in Demand under the selected programme (Ml/d) input as +ve 2035-36: 2.8596; Gains in Water Available For Use / Savings in Demand under the selected programme (Ml/d) input as +ve 2036-37: 2.9534; Gains in Water Available For Use / Savings in Demand under the selected programme (Ml/d) input as +ve 2037-38: 3.0484; Gains in Water Available For Use / Savings in Demand under the selected programme (Ml/d) input as +ve 2038-39: 3.1447; Gains in Water Available For Use / Savings in Demand under the selected programme (Ml/d) input as +ve 2039-40: 3.2421; Gains in Water Available For Use / Savings in Demand under the selected programme (Ml/d) input as +ve 2040-41: 3.3409; Gains in Water Available For Use / Savings in Demand under the selected programme (Ml/d) input as +ve 2041-42: 3.4409; Gains in Water Available For Use / Savings in Demand under the selected programme (Ml/d) input as +ve 2042-43: 3.5423; Gains in Water Available For Use / Savings in Demand under the selected programme (Ml/d) input as +ve 2043-44: 3.645; Gains in Water Available For Use / Savings in Demand under the selected programme (Ml/d) input as +ve 2044-45: 3.7491; Gains in Water Available For Use / Savings in Demand under the selected programme (Ml/d) input as +ve 2045-46: 3.8547; Gains in Water Available For Use / Savings in Demand under the selected programme (Ml/d) input as +ve 2046-47: 3.9618; Gains in Water Available For Use / Savings in Demand under the selected programme (Ml/d) input as +ve 2047-48: 4.0703; Gains in Water Available For Use / Savings in Demand under the selected programme (Ml/d) input as +ve 2048-49: 4.1804; Gains in Water Available For Use / Savings in Demand under the selected programme (Ml/d) input as +ve 2049-50: 4.292
52dA | NHH scenario 9% | NHH | Other water efficiency | Customer Options | N | Least Cost | ESWESX | Ml/d | 2 | Gains in Water Available For Use / Savings in Demand under the selected programme (Ml/d) input as +ve 2021-22: 0; Gains in Water Available For Use / Savings in Demand under the selected programme (Ml/d) input as +ve 2022-23: 0; Gains in Water Available For Use / Savings in Demand under the selected programme (Ml/d) input as +ve 2023-24: 0; Gains in Water Available For Use / Savings in Demand under the selected programme (Ml/d) input as +ve 2024-25: 0; Gains in Water Available For Use / Savings in Demand under the selected programme (Ml/d) input as +ve 2025-26: 0.21882; Gains in Water Available For Use / Savings in Demand under the selected programme (Ml/d) input as +ve 2026-27: 0.43764; Gains in Water Available For Use / Savings in Demand under the selected programme (Ml/d) input as +ve 2027-28: 0.65645; Gains in Water Available For Use / Savings in Demand under the selected programme (Ml/d) input as +ve 2028-29: 0.87527; Gains in Water Available For Use / Savings in Demand under the selected programme (Ml/d) input as +ve 2029-30: 1.0941; Gains in Water Available For Use / Savings in Demand under the selected programme (Ml/d) input as +ve 2030-31: 1.592; Gains in Water Available For Use / Savings in Demand under the selected programme (Ml/d) input as +ve 2031-32: 2.0899; Gains in Water Available For Use / Savings in Demand under the selected programme (Ml/d) input as +ve 2032-33: 2.5878; Gains in Water Available For Use / Savings in Demand under the selected programme (Ml/d) input as +ve 2033-34: 3.0857; Gains in Water Available For Use / Savings in Demand under the selected programme (Ml/d) input as +ve 2034-35: 3.5836; Gains in Water Available For Use / Savings in Demand under the selected programme (Ml/d) input as +ve 2035-36: 4.0542; Gains in Water Available For Use / Savings in Demand under the selected programme (Ml/d) input as +ve 2036-37: 4.5248; Gains in Water Available For Use / Savings in Demand under the selected programme (Ml/d) input as +ve 2037-38: 4.9954; Gains in Water Available For Use / Savings in Demand under the selected programme (Ml/d) input as +ve 2038-39: 4.9954; Gains in Water Available For Use / Savings in Demand under the selected programme (Ml/d) input as +ve 2039-40: 4.9954; Gains in Water Available For Use / Savings in Demand under the selected programme (Ml/d) input as +ve 2040-41: 4.9954; Gains in Water Available For Use / Savings in Demand under the selected programme (Ml/d) input as +ve 2041-42: 4.9954; Gains in Water Available For Use / Savings in Demand under the selected programme (Ml/d) input as +ve 2042-43: 4.9954; Gains in Water Available For Use / Savings in Demand under the selected programme (Ml/d) input as +ve 2043-44: 4.9954; Gains in Water Available For Use / Savings in Demand under the selected programme (Ml/d) input as +ve 2044-45: 4.9954; Gains in Water Available For Use / Savings in Demand under the selected programme (Ml/d) input as +ve 2045-46: 4.9954; Gains in Water Available For Use / Savings in Demand under the selected programme (Ml/d) input as +ve 2046-47: 4.9954; Gains in Water Available For Use / Savings in Demand under the selected programme (Ml/d) input as +ve 2047-48: 4.9954; Gains in Water Available For Use / Savings in Demand under the selected programme (Ml/d) input as +ve 2048-49: 4.9954; Gains in Water Available For Use / Savings in Demand under the selected programme (Ml/d) input as +ve 2049-50: 4.9954
52dA | Government Led Interventions | Gov Led | Other water efficiency | Customer Options | N | Least Cost | ESWESX | Ml/d | 2 | Gains in Water Available For Use / Savings in Demand under the selected programme (Ml/d) input as +ve 2021-22: 0; Gains in Water Available For Use / Savings in Demand under the selected programme (Ml/d) input as +ve 2022-23: 0; Gains in Water Available For Use / Savings in Demand under the selected programme (Ml/d) input as +ve 2023-24: 0; Gains in Water Available For Use / Savings in Demand under the selected programme (Ml/d) input as +ve 2024-25: 0; Gains in Water Available For Use / Savings in Demand under the selected programme (Ml/d) input as +ve 2025-26: 0; Gains in Water Available For Use / Savings in Demand under the selected programme (Ml/d) input as +ve 2026-27: 0; Gains in Water Available For Use / Savings in Demand under the selected programme (Ml/d) input as +ve 2027-28: 0.59988; Gains in Water Available For Use / Savings in Demand under the selected programme (Ml/d) input as +ve 2028-29: 1.1975; Gains in Water Available For Use / Savings in Demand under the selected programme (Ml/d) input as +ve 2029-30: 1.7946; Gains in Water Available For Use / Savings in Demand under the selected programme (Ml/d) input as +ve 2030-31: 2.3822; Gains in Water Available For Use / Savings in Demand under the selected programme (Ml/d) input as +ve 2031-32: 2.9708; Gains in Water Available For Use / Savings in Demand under the selected programme (Ml/d) input as +ve 2032-33: 3.5502; Gains in Water Available For Use / Savings in Demand under the selected programme (Ml/d) input as +ve 2033-34: 4.7818; Gains in Water Available For Use / Savings in Demand under the selected programme (Ml/d) input as +ve 2034-35: 5.9977; Gains in Water Available For Use / Savings in Demand under the selected programme (Ml/d) input as +ve 2035-36: 7.2141; Gains in Water Available For Use / Savings in Demand under the selected programme (Ml/d) input as +ve 2036-37: 8.4273; Gains in Water Available For Use / Savings in Demand under the selected programme (Ml/d) input as +ve 2037-38: 9.6363; Gains in Water Available For Use / Savings in Demand under the selected programme (Ml/d) input as +ve 2038-39: 10.8434; Gains in Water Available For Use / Savings in Demand under the selected programme (Ml/d) input as +ve 2039-40: 12.0492; Gains in Water Available For Use / Savings in Demand under the selected programme (Ml/d) input as +ve 2040-41: 13.1339; Gains in Water Available For Use / Savings in Demand under the selected programme (Ml/d) input as +ve 2041-42: 14.3178; Gains in Water Available For Use / Savings in Demand under the selected programme (Ml/d) input as +ve 2042-43: 15.5007; Gains in Water Available For Use / Savings in Demand under the selected programme (Ml/d) input as +ve 2043-44: 15.8858; Gains in Water Available For Use / Savings in Demand under the selected programme (Ml/d) input as +ve 2044-45: 16.2764; Gains in Water Available For Use / Savings in Demand under the selected programme (Ml/d) input as +ve 2045-46: 16.6272; Gains in Water Available For Use / Savings in Demand under the selected programme (Ml/d) input as +ve 2046-47: 16.7883; Gains in Water Available For Use / Savings in Demand under the selected programme (Ml/d) input as +ve 2047-48: 17.1752; Gains in Water Available For Use / Savings in Demand under the selected programme (Ml/d) input as +ve 2048-49: 17.4441; Gains in Water Available For Use / Savings in Demand under the selected programme (Ml/d) input as +ve 2049-50: 17.8292
52dA | Metering Option 5 | DMO 5 | Metering compulsory | Customer Options | N | Least Cost | ESWBLY | Ml/d | 2 | Gains in Water Available For Use / Savings in Demand under the selected programme (Ml/d) input as +ve 2021-22: 0; Gains in Water Available For Use / Savings in Demand under the selected programme (Ml/d) input as +ve 2022-23: 0; Gains in Water Available For Use / Savings in Demand under the selected programme (Ml/d) input as +ve 2023-24: 0; Gains in Water Available For Use / Savings in Demand under the selected programme (Ml/d) input as +ve 2024-25: 0; Gains in Water Available For Use / Savings in Demand under the selected programme (Ml/d) input as +ve 2025-26: -0.012394; Gains in Water Available For Use / Savings in Demand under the selected programme (Ml/d) input as +ve 2026-27: -0.026198; Gains in Water Available For Use / Savings in Demand under the selected programme (Ml/d) input as +ve 2027-28: -0.029349; Gains in Water Available For Use / Savings in Demand under the selected programme (Ml/d) input as +ve 2028-29: -0.032194; Gains in Water Available For Use / Savings in Demand under the selected programme (Ml/d) input as +ve 2029-30: -0.0043355; Gains in Water Available For Use / Savings in Demand under the selected programme (Ml/d) input as +ve 2030-31: 0.047867; Gains in Water Available For Use / Savings in Demand under the selected programme (Ml/d) input as +ve 2031-32: 0.071662; Gains in Water Available For Use / Savings in Demand under the selected programme (Ml/d) input as +ve 2032-33: 0.083741; Gains in Water Available For Use / Savings in Demand under the selected programme (Ml/d) input as +ve 2033-34: 0.094356; Gains in Water Available For Use / Savings in Demand under the selected programme (Ml/d) input as +ve 2034-35: 0.10431; Gains in Water Available For Use / Savings in Demand under the selected programme (Ml/d) input as +ve 2035-36: 0.10347; Gains in Water Available For Use / Savings in Demand under the selected programme (Ml/d) input as +ve 2036-37: 0.10275; Gains in Water Available For Use / Savings in Demand under the selected programme (Ml/d) input as +ve 2037-38: 0.10215; Gains in Water Available For Use / Savings in Demand under the selected programme (Ml/d) input as +ve 2038-39: 0.10161; Gains in Water Available For Use / Savings in Demand under the selected programme (Ml/d) input as +ve 2039-40: 0.10102; Gains in Water Available For Use / Savings in Demand under the selected programme (Ml/d) input as +ve 2040-41: 0.10031; Gains in Water Available For Use / Savings in Demand under the selected programme (Ml/d) input as +ve 2041-42: 0.099836; Gains in Water Available For Use / Savings in Demand under the selected programme (Ml/d) input as +ve 2042-43: 0.099425; Gains in Water Available For Use / Savings in Demand under the selected programme (Ml/d) input as +ve 2043-44: 0.09941; Gains in Water Available For Use / Savings in Demand under the selected programme (Ml/d) input as +ve 2044-45: 0.099437; Gains in Water Available For Use / Savings in Demand under the selected programme (Ml/d) input as +ve 2045-46: 0.099467; Gains in Water Available For Use / Savings in Demand under the selected programme (Ml/d) input as +ve 2046-47: 0.09955; Gains in Water Available For Use / Savings in Demand under the selected programme (Ml/d) input as +ve 2047-48: 0.099653; Gains in Water Available For Use / Savings in Demand under the selected programme (Ml/d) input as +ve 2048-49: 0.099775; Gains in Water Available For Use / Savings in Demand under the selected programme (Ml/d) input as +ve 2049-50: 0.099896
52dA | Medium scenario | WEF Medium | Other water efficiency | Customer Options | N | Least Cost | ESWBLY | Ml/d | 2 | Gains in Water Available For Use / Savings in Demand under the selected programme (Ml/d) input as +ve 2021-22: 0; Gains in Water Available For Use / Savings in Demand under the selected programme (Ml/d) input as +ve 2022-23: 0; Gains in Water Available For Use / Savings in Demand under the selected programme (Ml/d) input as +ve 2023-24: 0; Gains in Water Available For Use / Savings in Demand under the selected programme (Ml/d) input as +ve 2024-25: 0; Gains in Water Available For Use / Savings in Demand under the selected programme (Ml/d) input as +ve 2025-26: 0.03569; Gains in Water Available For Use / Savings in Demand under the selected programme (Ml/d) input as +ve 2026-27: 0.07085; Gains in Water Available For Use / Savings in Demand under the selected programme (Ml/d) input as +ve 2027-28: 0.10571; Gains in Water Available For Use / Savings in Demand under the selected programme (Ml/d) input as +ve 2028-29: 0.14015; Gains in Water Available For Use / Savings in Demand under the selected programme (Ml/d) input as +ve 2029-30: 0.17383; Gains in Water Available For Use / Savings in Demand under the selected programme (Ml/d) input as +ve 2030-31: 0.20584; Gains in Water Available For Use / Savings in Demand under the selected programme (Ml/d) input as +ve 2031-32: 0.23782; Gains in Water Available For Use / Savings in Demand under the selected programme (Ml/d) input as +ve 2032-33: 0.26964; Gains in Water Available For Use / Savings in Demand under the selected programme (Ml/d) input as +ve 2033-34: 0.30117; Gains in Water Available For Use / Savings in Demand under the selected programme (Ml/d) input as +ve 2034-35: 0.33249; Gains in Water Available For Use / Savings in Demand under the selected programme (Ml/d) input as +ve 2035-36: 0.34078; Gains in Water Available For Use / Savings in Demand under the selected programme (Ml/d) input as +ve 2036-37: 0.34897; Gains in Water Available For Use / Savings in Demand under the selected programme (Ml/d) input as +ve 2037-38: 0.35727; Gains in Water Available For Use / Savings in Demand under the selected programme (Ml/d) input as +ve 2038-39: 0.36563; Gains in Water Available For Use / Savings in Demand under the selected programme (Ml/d) input as +ve 2039-40: 0.37379; Gains in Water Available For Use / Savings in Demand under the selected programme (Ml/d) input as +ve 2040-41: 0.38159; Gains in Water Available For Use / Savings in Demand under the selected programme (Ml/d) input as +ve 2041-42: 0.38953; Gains in Water Available For Use / Savings in Demand under the selected programme (Ml/d) input as +ve 2042-43: 0.39748; Gains in Water Available For Use / Savings in Demand under the selected programme (Ml/d) input as +ve 2043-44: 0.40548; Gains in Water Available For Use / Savings in Demand under the selected programme (Ml/d) input as +ve 2044-45: 0.41349; Gains in Water Available For Use / Savings in Demand under the selected programme (Ml/d) input as +ve 2045-46: 0.42116; Gains in Water Available For Use / Savings in Demand under the selected programme (Ml/d) input as +ve 2046-47: 0.42885; Gains in Water Available For Use / Savings in Demand under the selected programme (Ml/d) input as +ve 2047-48: 0.43665; Gains in Water Available For Use / Savings in Demand under the selected programme (Ml/d) input as +ve 2048-49: 0.44454; Gains in Water Available For Use / Savings in Demand under the selected programme (Ml/d) input as +ve 2049-50: 0.44401
| Smart scenario | HH Smart | Other water efficiency | Customer Options | N | Least Cost | ESWBLY | Ml/d | 2 | Gains in Water Available For Use / Savings in Demand under the selected programme (Ml/d) input as +ve 2021-22: 0; Gains in Water Available For Use / Savings in Demand under the selected programme (Ml/d) input as +ve 2022-23: 0; Gains in Water Available For Use / Savings in Demand under the selected programme (Ml/d) input as +ve 2023-24: 0; Gains in Water Available For Use / Savings in Demand under the selected programme (Ml/d) input as +ve 2024-25: 0; Gains in Water Available For Use / Savings in Demand under the selected programme (Ml/d) input as +ve 2025-26: 0.013178; Gains in Water Available For Use / Savings in Demand under the selected programme (Ml/d) input as +ve 2026-27: 0.039369; Gains in Water Available For Use / Savings in Demand under the selected programme (Ml/d) input as +ve 2027-28: 0.043888; Gains in Water Available For Use / Savings in Demand under the selected programme (Ml/d) input as +ve 2028-29: 0.083937; Gains in Water Available For Use / Savings in Demand under the selected programme (Ml/d) input as +ve 2029-30: 0.12562; Gains in Water Available For Use / Savings in Demand under the selected programme (Ml/d) input as +ve 2030-31: 0.14181; Gains in Water Available For Use / Savings in Demand under the selected programme (Ml/d) input as +ve 2031-32: 0.15805; Gains in Water Available For Use / Savings in Demand under the selected programme (Ml/d) input as +ve 2032-33: 0.1742; Gains in Water Available For Use / Savings in Demand under the selected programme (Ml/d) input as +ve 2033-34: 0.1902; Gains in Water Available For Use / Savings in Demand under the selected programme (Ml/d) input as +ve 2034-35: 0.2061; Gains in Water Available For Use / Savings in Demand under the selected programme (Ml/d) input as +ve 2035-36: 0.2055; Gains in Water Available For Use / Savings in Demand under the selected programme (Ml/d) input as +ve 2036-37: 0.20485; Gains in Water Available For Use / Savings in Demand under the selected programme (Ml/d) input as +ve 2037-38: 0.20428; Gains in Water Available For Use / Savings in Demand under the selected programme (Ml/d) input as +ve 2038-39: 0.20376; Gains in Water Available For Use / Savings in Demand under the selected programme (Ml/d) input as +ve 2039-40: 0.20317; Gains in Water Available For Use / Savings in Demand under the selected programme (Ml/d) input as +ve 2040-41: 0.20257; Gains in Water Available For Use / Savings in Demand under the selected programme (Ml/d) input as +ve 2041-42: 0.20204; Gains in Water Available For Use / Savings in Demand under the selected programme (Ml/d) input as +ve 2042-43: 0.20155; Gains in Water Available For Use / Savings in Demand under the selected programme (Ml/d) input as +ve 2043-44: 0.2011; Gains in Water Available For Use / Savings in Demand under the selected programme (Ml/d) input as +ve 2044-45: 0.20067; Gains in Water Available For Use / Savings in Demand under the selected programme (Ml/d) input as +ve 2045-46: 0.20025; Gains in Water Available For Use / Savings in Demand under the selected programme (Ml/d) input as +ve 2046-47: 0.19986; Gains in Water Available For Use / Savings in Demand under the selected programme (Ml/d) input as +ve 2047-48: 0.19953; Gains in Water Available For Use / Savings in Demand under the selected programme (Ml/d) input as +ve 2048-49: 0.19926; Gains in Water Available For Use / Savings in Demand under the selected programme (Ml/d) input as +ve 2049-50: 0.20749
52cA | 40% reduction by 2050 - DL | LEAK 2 | Other leakage control | Distribution Options | N | Least Cost | ESWBLY | Ml/d | 2 | Gains in Water Available For Use / Savings in Demand under the selected programme (Ml/d) input as +ve 2021-22: 0; Gains in Water Available For Use / Savings in Demand under the selected programme (Ml/d) input as +ve 2022-23: 0; Gains in Water Available For Use / Savings in Demand under the selected programme (Ml/d) input as +ve 2023-24: 0; Gains in Water Available For Use / Savings in Demand under the selected programme (Ml/d) input as +ve 2024-25: 0; Gains in Water Available For Use / Savings in Demand under the selected programme (Ml/d) input as +ve 2025-26: 0.016013; Gains in Water Available For Use / Savings in Demand under the selected programme (Ml/d) input as +ve 2026-27: 0.032298; Gains in Water Available For Use / Savings in Demand under the selected programme (Ml/d) input as +ve 2027-28: 0.046891; Gains in Water Available For Use / Savings in Demand under the selected programme (Ml/d) input as +ve 2028-29: 0.061476; Gains in Water Available For Use / Savings in Demand under the selected programme (Ml/d) input as +ve 2029-30: 0.067705; Gains in Water Available For Use / Savings in Demand under the selected programme (Ml/d) input as +ve 2030-31: 0.06822; Gains in Water Available For Use / Savings in Demand under the selected programme (Ml/d) input as +ve 2031-32: 0.076905; Gains in Water Available For Use / Savings in Demand under the selected programme (Ml/d) input as +ve 2032-33: 0.091173; Gains in Water Available For Use / Savings in Demand under the selected programme (Ml/d) input as +ve 2033-34: 0.10543; Gains in Water Available For Use / Savings in Demand under the selected programme (Ml/d) input as +ve 2034-35: 0.11967; Gains in Water Available For Use / Savings in Demand under the selected programme (Ml/d) input as +ve 2035-36: 0.13389; Gains in Water Available For Use / Savings in Demand under the selected programme (Ml/d) input as +ve 2036-37: 0.1481; Gains in Water Available For Use / Savings in Demand under the selected programme (Ml/d) input as +ve 2037-38: 0.1623; Gains in Water Available For Use / Savings in Demand under the selected programme (Ml/d) input as +ve 2038-39: 0.17649; Gains in Water Available For Use / Savings in Demand under the selected programme (Ml/d) input as +ve 2039-40: 0.19066; Gains in Water Available For Use / Savings in Demand under the selected programme (Ml/d) input as +ve 2040-41: 0.20482; Gains in Water Available For Use / Savings in Demand under the selected programme (Ml/d) input as +ve 2041-42: 0.21896; Gains in Water Available For Use / Savings in Demand under the selected programme (Ml/d) input as +ve 2042-43: 0.23309; Gains in Water Available For Use / Savings in Demand under the selected programme (Ml/d) input as +ve 2043-44: 0.2472; Gains in Water Available For Use / Savings in Demand under the selected programme (Ml/d) input as +ve 2044-45: 0.26131; Gains in Water Available For Use / Savings in Demand under the selected programme (Ml/d) input as +ve 2045-46: 0.2754; Gains in Water Available For Use / Savings in Demand under the selected programme (Ml/d) input as +ve 2046-47: 0.28948; Gains in Water Available For Use / Savings in Demand under the selected programme (Ml/d) input as +ve 2047-48: 0.30356; Gains in Water Available For Use / Savings in Demand under the selected programme (Ml/d) input as +ve 2048-49: 0.31762; Gains in Water Available For Use / Savings in Demand under the selected programme (Ml/d) input as +ve 2049-50: 0.33168
52dA | 40% reduction by 2050 - SPL | LEAK 4 | Supply pipe repairs / replacement | Customer Options | N | Least Cost | ESWBLY | Ml/d | 2 | Gains in Water Available For Use / Savings in Demand under the selected programme (Ml/d) input as +ve 2021-22: 0; Gains in Water Available For Use / Savings in Demand under the selected programme (Ml/d) input as +ve 2022-23: 0; Gains in Water Available For Use / Savings in Demand under the selected programme (Ml/d) input as +ve 2023-24: 0; Gains in Water Available For Use / Savings in Demand under the selected programme (Ml/d) input as +ve 2024-25: 0; Gains in Water Available For Use / Savings in Demand under the selected programme (Ml/d) input as +ve 2025-26: -0.00034263; Gains in Water Available For Use / Savings in Demand under the selected programme (Ml/d) input as +ve 2026-27: -0.00095738; Gains in Water Available For Use / Savings in Demand under the selected programme (Ml/d) input as +ve 2027-28: 0.00011927; Gains in Water Available For Use / Savings in Demand under the selected programme (Ml/d) input as +ve 2028-29: 0.0012047; Gains in Water Available For Use / Savings in Demand under the selected programme (Ml/d) input as +ve 2029-30: 0.010646; Gains in Water Available For Use / Savings in Demand under the selected programme (Ml/d) input as +ve 2030-31: 0.025801; Gains in Water Available For Use / Savings in Demand under the selected programme (Ml/d) input as +ve 2031-32: 0.032787; Gains in Water Available For Use / Savings in Demand under the selected programme (Ml/d) input as +ve 2032-33: 0.034188; Gains in Water Available For Use / Savings in Demand under the selected programme (Ml/d) input as +ve 2033-34: 0.035604; Gains in Water Available For Use / Savings in Demand under the selected programme (Ml/d) input as +ve 2034-35: 0.037034; Gains in Water Available For Use / Savings in Demand under the selected programme (Ml/d) input as +ve 2035-36: 0.038479; Gains in Water Available For Use / Savings in Demand under the selected programme (Ml/d) input as +ve 2036-37: 0.039938; Gains in Water Available For Use / Savings in Demand under the selected programme (Ml/d) input as +ve 2037-38: 0.04141; Gains in Water Available For Use / Savings in Demand under the selected programme (Ml/d) input as +ve 2038-39: 0.042894; Gains in Water Available For Use / Savings in Demand under the selected programme (Ml/d) input as +ve 2039-40: 0.044389; Gains in Water Available For Use / Savings in Demand under the selected programme (Ml/d) input as +ve 2040-41: 0.045903; Gains in Water Available For Use / Savings in Demand under the selected programme (Ml/d) input as +ve 2041-42: 0.047435; Gains in Water Available For Use / Savings in Demand under the selected programme (Ml/d) input as +ve 2042-43: 0.048978; Gains in Water Available For Use / Savings in Demand under the selected programme (Ml/d) input as +ve 2043-44: 0.050533; Gains in Water Available For Use / Savings in Demand under the selected programme (Ml/d) input as +ve 2044-45: 0.052099; Gains in Water Available For Use / Savings in Demand under the selected programme (Ml/d) input as +ve 2045-46: 0.053676; Gains in Water Available For Use / Savings in Demand under the selected programme (Ml/d) input as +ve 2046-47: 0.055263; Gains in Water Available For Use / Savings in Demand under the selected programme (Ml/d) input as +ve 2047-48: 0.056858; Gains in Water Available For Use / Savings in Demand under the selected programme (Ml/d) input as +ve 2048-49: 0.058461; Gains in Water Available For Use / Savings in Demand under the selected programme (Ml/d) input as +ve 2049-50: 0.060072
52dA | NHH scenario 9% | NHH | Other water efficiency | Customer Options | N | Least Cost | ESWBLY | Ml/d | 2 | Gains in Water Available For Use / Savings in Demand under the selected programme (Ml/d) input as +ve 2021-22: 0; Gains in Water Available For Use / Savings in Demand under the selected programme (Ml/d) input as +ve 2022-23: 0; Gains in Water Available For Use / Savings in Demand under the selected programme (Ml/d) input as +ve 2023-24: 0; Gains in Water Available For Use / Savings in Demand under the selected programme (Ml/d) input as +ve 2024-25: 0; Gains in Water Available For Use / Savings in Demand under the selected programme (Ml/d) input as +ve 2025-26: 0.010145; Gains in Water Available For Use / Savings in Demand under the selected programme (Ml/d) input as +ve 2026-27: 0.020289; Gains in Water Available For Use / Savings in Demand under the selected programme (Ml/d) input as +ve 2027-28: 0.030434; Gains in Water Available For Use / Savings in Demand under the selected programme (Ml/d) input as +ve 2028-29: 0.040578; Gains in Water Available For Use / Savings in Demand under the selected programme (Ml/d) input as +ve 2029-30: 0.050723; Gains in Water Available For Use / Savings in Demand under the selected programme (Ml/d) input as +ve 2030-31: 0.072468; Gains in Water Available For Use / Savings in Demand under the selected programme (Ml/d) input as +ve 2031-32: 0.094213; Gains in Water Available For Use / Savings in Demand under the selected programme (Ml/d) input as +ve 2032-33: 0.11596; Gains in Water Available For Use / Savings in Demand under the selected programme (Ml/d) input as +ve 2033-34: 0.1377; Gains in Water Available For Use / Savings in Demand under the selected programme (Ml/d) input as +ve 2034-35: 0.15945; Gains in Water Available For Use / Savings in Demand under the selected programme (Ml/d) input as +ve 2035-36: 0.17965; Gains in Water Available For Use / Savings in Demand under the selected programme (Ml/d) input as +ve 2036-37: 0.19984; Gains in Water Available For Use / Savings in Demand under the selected programme (Ml/d) input as +ve 2037-38: 0.22004; Gains in Water Available For Use / Savings in Demand under the selected programme (Ml/d) input as +ve 2038-39: 0.22004; Gains in Water Available For Use / Savings in Demand under the selected programme (Ml/d) input as +ve 2039-40: 0.22004; Gains in Water Available For Use / Savings in Demand under the selected programme (Ml/d) input as +ve 2040-41: 0.22004; Gains in Water Available For Use / Savings in Demand under the selected programme (Ml/d) input as +ve 2041-42: 0.22004; Gains in Water Available For Use / Savings in Demand under the selected programme (Ml/d) input as +ve 2042-43: 0.22004; Gains in Water Available For Use / Savings in Demand under the selected programme (Ml/d) input as +ve 2043-44: 0.22004; Gains in Water Available For Use / Savings in Demand under the selected programme (Ml/d) input as +ve 2044-45: 0.22004; Gains in Water Available For Use / Savings in Demand under the selected programme (Ml/d) input as +ve 2045-46: 0.22004; Gains in Water Available For Use / Savings in Demand under the selected programme (Ml/d) input as +ve 2046-47: 0.22004; Gains in Water Available For Use / Savings in Demand under the selected programme (Ml/d) input as +ve 2047-48: 0.22004; Gains in Water Available For Use / Savings in Demand under the selected programme (Ml/d) input as +ve 2048-49: 0.22004; Gains in Water Available For Use / Savings in Demand under the selected programme (Ml/d) input as +ve 2049-50: 0.22004
52dA | Government Led Interventions | Gov Led | Other water efficiency | Customer Options | N | Least Cost | ESWBLY | Ml/d | 2 | Gains in Water Available For Use / Savings in Demand under the selected programme (Ml/d) input as +ve 2021-22: 0; Gains in Water Available For Use / Savings in Demand under the selected programme (Ml/d) input as +ve 2022-23: 0; Gains in Water Available For Use / Savings in Demand under the selected programme (Ml/d) input as +ve 2023-24: 0; Gains in Water Available For Use / Savings in Demand under the selected programme (Ml/d) input as +ve 2024-25: 0; Gains in Water Available For Use / Savings in Demand under the selected programme (Ml/d) input as +ve 2025-26: 0; Gains in Water Available For Use / Savings in Demand under the selected programme (Ml/d) input as +ve 2026-27: 0; Gains in Water Available For Use / Savings in Demand under the selected programme (Ml/d) input as +ve 2027-28: 0.012316; Gains in Water Available For Use / Savings in Demand under the selected programme (Ml/d) input as +ve 2028-29: 0.024493; Gains in Water Available For Use / Savings in Demand under the selected programme (Ml/d) input as +ve 2029-30: 0.036494; Gains in Water Available For Use / Savings in Demand under the selected programme (Ml/d) input as +ve 2030-31: 0.048407; Gains in Water Available For Use / Savings in Demand under the selected programme (Ml/d) input as +ve 2031-32: 0.060275; Gains in Water Available For Use / Savings in Demand under the selected programme (Ml/d) input as +ve 2032-33: 0.072075; Gains in Water Available For Use / Savings in Demand under the selected programme (Ml/d) input as +ve 2033-34: 0.09694; Gains in Water Available For Use / Savings in Demand under the selected programme (Ml/d) input as +ve 2034-35: 0.12163; Gains in Water Available For Use / Savings in Demand under the selected programme (Ml/d) input as +ve 2035-36: 0.14621; Gains in Water Available For Use / Savings in Demand under the selected programme (Ml/d) input as +ve 2036-37: 0.17063; Gains in Water Available For Use / Savings in Demand under the selected programme (Ml/d) input as +ve 2037-38: 0.19495; Gains in Water Available For Use / Savings in Demand under the selected programme (Ml/d) input as +ve 2038-39: 0.21921; Gains in Water Available For Use / Savings in Demand under the selected programme (Ml/d) input as +ve 2039-40: 0.24321; Gains in Water Available For Use / Savings in Demand under the selected programme (Ml/d) input as +ve 2040-41: 0.26705; Gains in Water Available For Use / Savings in Demand under the selected programme (Ml/d) input as +ve 2041-42: 0.29089; Gains in Water Available For Use / Savings in Demand under the selected programme (Ml/d) input as +ve 2042-43: 0.31469; Gains in Water Available For Use / Savings in Demand under the selected programme (Ml/d) input as +ve 2043-44: 0.32223; Gains in Water Available For Use / Savings in Demand under the selected programme (Ml/d) input as +ve 2044-45: 0.32982; Gains in Water Available For Use / Savings in Demand under the selected programme (Ml/d) input as +ve 2045-46: 0.33738; Gains in Water Available For Use / Savings in Demand under the selected programme (Ml/d) input as +ve 2046-47: 0.34497; Gains in Water Available For Use / Savings in Demand under the selected programme (Ml/d) input as +ve 2047-48: 0.35268; Gains in Water Available For Use / Savings in Demand under the selected programme (Ml/d) input as +ve 2048-49: 0.36049; Gains in Water Available For Use / Savings in Demand under the selected programme (Ml/d) input as +ve 2049-50: 0.36836
52dA | Metering Option 5 | DMO 5 | Metering compulsory | Customer Options | N | Least Cost | ESWHRT | Ml/d | 2 | Gains in Water Available For Use / Savings in Demand under the selected programme (Ml/d) input as +ve 2021-22: 0; Gains in Water Available For Use / Savings in Demand under the selected programme (Ml/d) input as +ve 2022-23: 2.5757e-14; Gains in Water Available For Use / Savings in Demand under the selected programme (Ml/d) input as +ve 2023-24: 4.0856e-14; Gains in Water Available For Use / Savings in Demand under the selected programme (Ml/d) input as +ve 2024-25: 0; Gains in Water Available For Use / Savings in Demand under the selected programme (Ml/d) input as +ve 2025-26: 0.028223; Gains in Water Available For Use / Savings in Demand under the selected programme (Ml/d) input as +ve 2026-27: 0.051024; Gains in Water Available For Use / Savings in Demand under the selected programme (Ml/d) input as +ve 2027-28: -0.034635; Gains in Water Available For Use / Savings in Demand under the selected programme (Ml/d) input as +ve 2028-29: -0.040982; Gains in Water Available For Use / Savings in Demand under the selected programme (Ml/d) input as +ve 2029-30: -0.044941; Gains in Water Available For Use / Savings in Demand under the selected programme (Ml/d) input as +ve 2030-31: -0.047758; Gains in Water Available For Use / Savings in Demand under the selected programme (Ml/d) input as +ve 2031-32: -0.048309; Gains in Water Available For Use / Savings in Demand under the selected programme (Ml/d) input as +ve 2032-33: -0.047194; Gains in Water Available For Use / Savings in Demand under the selected programme (Ml/d) input as +ve 2033-34: -0.045688; Gains in Water Available For Use / Savings in Demand under the selected programme (Ml/d) input as +ve 2034-35: -0.04385; Gains in Water Available For Use / Savings in Demand under the selected programme (Ml/d) input as +ve 2035-36: -0.042511; Gains in Water Available For Use / Savings in Demand under the selected programme (Ml/d) input as +ve 2036-37: -0.040812; Gains in Water Available For Use / Savings in Demand under the selected programme (Ml/d) input as +ve 2037-38: -0.038842; Gains in Water Available For Use / Savings in Demand under the selected programme (Ml/d) input as +ve 2038-39: -0.036735; Gains in Water Available For Use / Savings in Demand under the selected programme (Ml/d) input as +ve 2039-40: -0.034515; Gains in Water Available For Use / Savings in Demand under the selected programme (Ml/d) input as +ve 2040-41: -0.032991; Gains in Water Available For Use / Savings in Demand under the selected programme (Ml/d) input as +ve 2041-42: -0.030526; Gains in Water Available For Use / Savings in Demand under the selected programme (Ml/d) input as +ve 2042-43: -0.028288; Gains in Water Available For Use / Savings in Demand under the selected programme (Ml/d) input as +ve 2043-44: -0.026948; Gains in Water Available For Use / Savings in Demand under the selected programme (Ml/d) input as +ve 2044-45: -0.026745; Gains in Water Available For Use / Savings in Demand under the selected programme (Ml/d) input as +ve 2045-46: -0.026598; Gains in Water Available For Use / Savings in Demand under the selected programme (Ml/d) input as +ve 2046-47: -0.026563; Gains in Water Available For Use / Savings in Demand under the selected programme (Ml/d) input as +ve 2047-48: -0.026636; Gains in Water Available For Use / Savings in Demand under the selected programme (Ml/d) input as +ve 2048-49: -0.026832; Gains in Water Available For Use / Savings in Demand under the selected programme (Ml/d) input as +ve 2049-50: -0.026965
52dA | Medium scenario | WEF Medium | Other water efficiency | Customer Options | N | Least Cost | ESWHRT | Ml/d | 2 | Gains in Water Available For Use / Savings in Demand under the selected programme (Ml/d) input as +ve 2021-22: 0; Gains in Water Available For Use / Savings in Demand under the selected programme (Ml/d) input as +ve 2022-23: 0; Gains in Water Available For Use / Savings in Demand under the selected programme (Ml/d) input as +ve 2023-24: 0; Gains in Water Available For Use / Savings in Demand under the selected programme (Ml/d) input as +ve 2024-25: 0; Gains in Water Available For Use / Savings in Demand under the selected programme (Ml/d) input as +ve 2025-26: 0.026466; Gains in Water Available For Use / Savings in Demand under the selected programme (Ml/d) input as +ve 2026-27: 0.052703; Gains in Water Available For Use / Savings in Demand under the selected programme (Ml/d) input as +ve 2027-28: 0.078838; Gains in Water Available For Use / Savings in Demand under the selected programme (Ml/d) input as +ve 2028-29: 0.10477; Gains in Water Available For Use / Savings in Demand under the selected programme (Ml/d) input as +ve 2029-30: 0.13038; Gains in Water Available For Use / Savings in Demand under the selected programme (Ml/d) input as +ve 2030-31: 0.15447; Gains in Water Available For Use / Savings in Demand under the selected programme (Ml/d) input as +ve 2031-32: 0.17839; Gains in Water Available For Use / Savings in Demand under the selected programme (Ml/d) input as +ve 2032-33: 0.20212; Gains in Water Available For Use / Savings in Demand under the selected programme (Ml/d) input as +ve 2033-34: 0.2257; Gains in Water Available For Use / Savings in Demand under the selected programme (Ml/d) input as +ve 2034-35: 0.24916; Gains in Water Available For Use / Savings in Demand under the selected programme (Ml/d) input as +ve 2035-36: 0.27207; Gains in Water Available For Use / Savings in Demand under the selected programme (Ml/d) input as +ve 2036-37: 0.29486; Gains in Water Available For Use / Savings in Demand under the selected programme (Ml/d) input as +ve 2037-38: 0.31769; Gains in Water Available For Use / Savings in Demand under the selected programme (Ml/d) input as +ve 2038-39: 0.34039; Gains in Water Available For Use / Savings in Demand under the selected programme (Ml/d) input as +ve 2039-40: 0.36273; Gains in Water Available For Use / Savings in Demand under the selected programme (Ml/d) input as +ve 2040-41: 0.38414; Gains in Water Available For Use / Savings in Demand under the selected programme (Ml/d) input as +ve 2041-42: 0.40546; Gains in Water Available For Use / Savings in Demand under the selected programme (Ml/d) input as +ve 2042-43: 0.42676; Gains in Water Available For Use / Savings in Demand under the selected programme (Ml/d) input as +ve 2043-44: 0.44802; Gains in Water Available For Use / Savings in Demand under the selected programme (Ml/d) input as +ve 2044-45: 0.44686; Gains in Water Available For Use / Savings in Demand under the selected programme (Ml/d) input as +ve 2045-46: 0.44567; Gains in Water Available For Use / Savings in Demand under the selected programme (Ml/d) input as +ve 2046-47: 0.4445; Gains in Water Available For Use / Savings in Demand under the selected programme (Ml/d) input as +ve 2047-48: 0.44352; Gains in Water Available For Use / Savings in Demand under the selected programme (Ml/d) input as +ve 2048-49: 0.44272; Gains in Water Available For Use / Savings in Demand under the selected programme (Ml/d) input as +ve 2049-50: 0.44206
52dA | Smart scenario | HH Smart | Other water efficiency | Customer Options | N | Least Cost | ESWHRT | Ml/d | 2 | Gains in Water Available For Use / Savings in Demand under the selected programme (Ml/d) input as +ve 2021-22: 0; Gains in Water Available For Use / Savings in Demand under the selected programme (Ml/d) input as +ve 2022-23: 0; Gains in Water Available For Use / Savings in Demand under the selected programme (Ml/d) input as +ve 2023-24: 0; Gains in Water Available For Use / Savings in Demand under the selected programme (Ml/d) input as +ve 2024-25: 0; Gains in Water Available For Use / Savings in Demand under the selected programme (Ml/d) input as +ve 2025-26: 0.00076894; Gains in Water Available For Use / Savings in Demand under the selected programme (Ml/d) input as +ve 2026-27: 0.0091903; Gains in Water Available For Use / Savings in Demand under the selected programme (Ml/d) input as +ve 2027-28: 0.0022905; Gains in Water Available For Use / Savings in Demand under the selected programme (Ml/d) input as +ve 2028-29: 0.003044; Gains in Water Available For Use / Savings in Demand under the selected programme (Ml/d) input as +ve 2029-30: 0.003788; Gains in Water Available For Use / Savings in Demand under the selected programme (Ml/d) input as +ve 2030-31: 0.0045073; Gains in Water Available For Use / Savings in Demand under the selected programme (Ml/d) input as +ve 2031-32: 0.0052213; Gains in Water Available For Use / Savings in Demand under the selected programme (Ml/d) input as +ve 2032-33: 0.0059298; Gains in Water Available For Use / Savings in Demand under the selected programme (Ml/d) input as +ve 2033-34: 0.0066337; Gains in Water Available For Use / Savings in Demand under the selected programme (Ml/d) input as +ve 2034-35: 0.007334; Gains in Water Available For Use / Savings in Demand under the selected programme (Ml/d) input as +ve 2035-36: 0.0073103; Gains in Water Available For Use / Savings in Demand under the selected programme (Ml/d) input as +ve 2036-37: 0.0072876; Gains in Water Available For Use / Savings in Demand under the selected programme (Ml/d) input as +ve 2037-38: 0.0072689; Gains in Water Available For Use / Savings in Demand under the selected programme (Ml/d) input as +ve 2038-39: 0.0072502; Gains in Water Available For Use / Savings in Demand under the selected programme (Ml/d) input as +ve 2039-40: 0.0072268; Gains in Water Available For Use / Savings in Demand under the selected programme (Ml/d) input as +ve 2040-41: 0.0072019; Gains in Water Available For Use / Savings in Demand under the selected programme (Ml/d) input as +ve 2041-42: 0.0071781; Gains in Water Available For Use / Savings in Demand under the selected programme (Ml/d) input as +ve 2042-43: 0.0071565; Gains in Water Available For Use / Savings in Demand under the selected programme (Ml/d) input as +ve 2043-44: 0.0071365; Gains in Water Available For Use / Savings in Demand under the selected programme (Ml/d) input as +ve 2044-45: 0.0071179; Gains in Water Available For Use / Savings in Demand under the selected programme (Ml/d) input as +ve 2045-46: 0.007099; Gains in Water Available For Use / Savings in Demand under the selected programme (Ml/d) input as +ve 2046-47: 0.0070803; Gains in Water Available For Use / Savings in Demand under the selected programme (Ml/d) input as +ve 2047-48: 0.0070648; Gains in Water Available For Use / Savings in Demand under the selected programme (Ml/d) input as +ve 2048-49: 0.007052; Gains in Water Available For Use / Savings in Demand under the selected programme (Ml/d) input as +ve 2049-50: 0.0070416
52cA | 40% reduction by 2050 - DL | LEAK 2 | Other leakage control | Distribution Options | N | Least Cost | ESWHRT | Ml/d | 2 | Gains in Water Available For Use / Savings in Demand under the selected programme (Ml/d) input as +ve 2021-22: 0; Gains in Water Available For Use / Savings in Demand under the selected programme (Ml/d) input as +ve 2022-23: 0; Gains in Water Available For Use / Savings in Demand under the selected programme (Ml/d) input as +ve 2023-24: 0; Gains in Water Available For Use / Savings in Demand under the selected programme (Ml/d) input as +ve 2024-25: 0; Gains in Water Available For Use / Savings in Demand under the selected programme (Ml/d) input as +ve 2025-26: -0.0016146; Gains in Water Available For Use / Savings in Demand under the selected programme (Ml/d) input as +ve 2026-27: -0.0028628; Gains in Water Available For Use / Savings in Demand under the selected programme (Ml/d) input as +ve 2027-28: 0.0042862; Gains in Water Available For Use / Savings in Demand under the selected programme (Ml/d) input as +ve 2028-29: 0.011415; Gains in Water Available For Use / Savings in Demand under the selected programme (Ml/d) input as +ve 2029-30: 0.018531; Gains in Water Available For Use / Savings in Demand under the selected programme (Ml/d) input as +ve 2030-31: 0.025451; Gains in Water Available For Use / Savings in Demand under the selected programme (Ml/d) input as +ve 2031-32: 0.03218; Gains in Water Available For Use / Savings in Demand under the selected programme (Ml/d) input as +ve 2032-33: 0.0389; Gains in Water Available For Use / Savings in Demand under the selected programme (Ml/d) input as +ve 2033-34: 0.045608; Gains in Water Available For Use / Savings in Demand under the selected programme (Ml/d) input as +ve 2034-35: 0.052305; Gains in Water Available For Use / Savings in Demand under the selected programme (Ml/d) input as +ve 2035-36: 0.05899; Gains in Water Available For Use / Savings in Demand under the selected programme (Ml/d) input as +ve 2036-37: 0.065666; Gains in Water Available For Use / Savings in Demand under the selected programme (Ml/d) input as +ve 2037-38: 0.072333; Gains in Water Available For Use / Savings in Demand under the selected programme (Ml/d) input as +ve 2038-39: 0.07899; Gains in Water Available For Use / Savings in Demand under the selected programme (Ml/d) input as +ve 2039-40: 0.085637; Gains in Water Available For Use / Savings in Demand under the selected programme (Ml/d) input as +ve 2040-41: 0.092272; Gains in Water Available For Use / Savings in Demand under the selected programme (Ml/d) input as +ve 2041-42: 0.098894; Gains in Water Available For Use / Savings in Demand under the selected programme (Ml/d) input as +ve 2042-43: 0.10551; Gains in Water Available For Use / Savings in Demand under the selected programme (Ml/d) input as +ve 2043-44: 0.11211; Gains in Water Available For Use / Savings in Demand under the selected programme (Ml/d) input as +ve 2044-45: 0.11871; Gains in Water Available For Use / Savings in Demand under the selected programme (Ml/d) input as +ve 2045-46: 0.1253; Gains in Water Available For Use / Savings in Demand under the selected programme (Ml/d) input as +ve 2046-47: 0.13189; Gains in Water Available For Use / Savings in Demand under the selected programme (Ml/d) input as +ve 2047-48: 0.13846; Gains in Water Available For Use / Savings in Demand under the selected programme (Ml/d) input as +ve 2048-49: 0.14503; Gains in Water Available For Use / Savings in Demand under the selected programme (Ml/d) input as +ve 2049-50: 0.15158
52dA | 40% reduction by 2050 - SPL | LEAK 4 | Supply pipe repairs / replacement | Customer Options | N | Least Cost | ESWHRT | Ml/d | 2 | Gains in Water Available For Use / Savings in Demand under the selected programme (Ml/d) input as +ve 2021-22: 0; Gains in Water Available For Use / Savings in Demand under the selected programme (Ml/d) input as +ve 2022-23: 0; Gains in Water Available For Use / Savings in Demand under the selected programme (Ml/d) input as +ve 2023-24: 0; Gains in Water Available For Use / Savings in Demand under the selected programme (Ml/d) input as +ve 2024-25: 0; Gains in Water Available For Use / Savings in Demand under the selected programme (Ml/d) input as +ve 2025-26: 0.009204; Gains in Water Available For Use / Savings in Demand under the selected programme (Ml/d) input as +ve 2026-27: 0.018042; Gains in Water Available For Use / Savings in Demand under the selected programme (Ml/d) input as +ve 2027-28: 0.018482; Gains in Water Available For Use / Savings in Demand under the selected programme (Ml/d) input as +ve 2028-29: 0.018942; Gains in Water Available For Use / Savings in Demand under the selected programme (Ml/d) input as +ve 2029-30: 0.019416; Gains in Water Available For Use / Savings in Demand under the selected programme (Ml/d) input as +ve 2030-31: 0.020085; Gains in Water Available For Use / Savings in Demand under the selected programme (Ml/d) input as +ve 2031-32: 0.020946; Gains in Water Available For Use / Savings in Demand under the selected programme (Ml/d) input as +ve 2032-33: 0.021815; Gains in Water Available For Use / Savings in Demand under the selected programme (Ml/d) input as +ve 2033-34: 0.022697; Gains in Water Available For Use / Savings in Demand under the selected programme (Ml/d) input as +ve 2034-35: 0.023589; Gains in Water Available For Use / Savings in Demand under the selected programme (Ml/d) input as +ve 2035-36: 0.024493; Gains in Water Available For Use / Savings in Demand under the selected programme (Ml/d) input as +ve 2036-37: 0.025407; Gains in Water Available For Use / Savings in Demand under the selected programme (Ml/d) input as +ve 2037-38: 0.026329; Gains in Water Available For Use / Savings in Demand under the selected programme (Ml/d) input as +ve 2038-39: 0.027262; Gains in Water Available For Use / Savings in Demand under the selected programme (Ml/d) input as +ve 2039-40: 0.028204; Gains in Water Available For Use / Savings in Demand under the selected programme (Ml/d) input as +ve 2040-41: 0.029158; Gains in Water Available For Use / Savings in Demand under the selected programme (Ml/d) input as +ve 2041-42: 0.030125; Gains in Water Available For Use / Savings in Demand under the selected programme (Ml/d) input as +ve 2042-43: 0.031101; Gains in Water Available For Use / Savings in Demand under the selected programme (Ml/d) input as +ve 2043-44: 0.032084; Gains in Water Available For Use / Savings in Demand under the selected programme (Ml/d) input as +ve 2044-45: 0.033075; Gains in Water Available For Use / Savings in Demand under the selected programme (Ml/d) input as +ve 2045-46: 0.034074; Gains in Water Available For Use / Savings in Demand under the selected programme (Ml/d) input as +ve 2046-47: 0.035081; Gains in Water Available For Use / Savings in Demand under the selected programme (Ml/d) input as +ve 2047-48: 0.036096; Gains in Water Available For Use / Savings in Demand under the selected programme (Ml/d) input as +ve 2048-49: 0.03712; Gains in Water Available For Use / Savings in Demand under the selected programme (Ml/d) input as +ve 2049-50: 0.038154
52dA | NHH scenario 9% | NHH | Other water efficiency | Customer Options | N | Least Cost | ESWHRT | Ml/d | 2 | Gains in Water Available For Use / Savings in Demand under the selected programme (Ml/d) input as +ve 2021-22: 0; Gains in Water Available For Use / Savings in Demand under the selected programme (Ml/d) input as +ve 2022-23: 0; Gains in Water Available For Use / Savings in Demand under the selected programme (Ml/d) input as +ve 2023-24: 0; Gains in Water Available For Use / Savings in Demand under the selected programme (Ml/d) input as +ve 2024-25: 0; Gains in Water Available For Use / Savings in Demand under the selected programme (Ml/d) input as +ve 2025-26: 0.0076396; Gains in Water Available For Use / Savings in Demand under the selected programme (Ml/d) input as +ve 2026-27: 0.015279; Gains in Water Available For Use / Savings in Demand under the selected programme (Ml/d) input as +ve 2027-28: 0.022919; Gains in Water Available For Use / Savings in Demand under the selected programme (Ml/d) input as +ve 2028-29: 0.030558; Gains in Water Available For Use / Savings in Demand under the selected programme (Ml/d) input as +ve 2029-30: 0.038198; Gains in Water Available For Use / Savings in Demand under the selected programme (Ml/d) input as +ve 2030-31: 0.054573; Gains in Water Available For Use / Savings in Demand under the selected programme (Ml/d) input as +ve 2031-32: 0.070949; Gains in Water Available For Use / Savings in Demand under the selected programme (Ml/d) input as +ve 2032-33: 0.087324; Gains in Water Available For Use / Savings in Demand under the selected programme (Ml/d) input as +ve 2033-34: 0.1037; Gains in Water Available For Use / Savings in Demand under the selected programme (Ml/d) input as +ve 2034-35: 0.12008; Gains in Water Available For Use / Savings in Demand under the selected programme (Ml/d) input as +ve 2035-36: 0.13529; Gains in Water Available For Use / Savings in Demand under the selected programme (Ml/d) input as +ve 2036-37: 0.1505; Gains in Water Available For Use / Savings in Demand under the selected programme (Ml/d) input as +ve 2037-38: 0.16571; Gains in Water Available For Use / Savings in Demand under the selected programme (Ml/d) input as +ve 2038-39: 0.16571; Gains in Water Available For Use / Savings in Demand under the selected programme (Ml/d) input as +ve 2039-40: 0.16571; Gains in Water Available For Use / Savings in Demand under the selected programme (Ml/d) input as +ve 2040-41: 0.16571; Gains in Water Available For Use / Savings in Demand under the selected programme (Ml/d) input as +ve 2041-42: 0.16571; Gains in Water Available For Use / Savings in Demand under the selected programme (Ml/d) input as +ve 2042-43: 0.16571; Gains in Water Available For Use / Savings in Demand under the selected programme (Ml/d) input as +ve 2043-44: 0.16571; Gains in Water Available For Use / Savings in Demand under the selected programme (Ml/d) input as +ve 2044-45: 0.16571; Gains in Water Available For Use / Savings in Demand under the selected programme (Ml/d) input as +ve 2045-46: 0.16571; Gains in Water Available For Use / Savings in Demand under the selected programme (Ml/d) input as +ve 2046-47: 0.16571; Gains in Water Available For Use / Savings in Demand under the selected programme (Ml/d) input as +ve 2047-48: 0.16571; Gains in Water Available For Use / Savings in Demand under the selected programme (Ml/d) input as +ve 2048-49: 0.16571; Gains in Water Available For Use / Savings in Demand under the selected programme (Ml/d) input as +ve 2049-50: 0.16571
52dA | Government Led Interventions | Gov Led | Other water efficiency | Customer Options | N | Least Cost | ESWHRT | Ml/d | 2 | Gains in Water Available For Use / Savings in Demand under the selected programme (Ml/d) input as +ve 2021-22: 0; Gains in Water Available For Use / Savings in Demand under the selected programme (Ml/d) input as +ve 2022-23: 0; Gains in Water Available For Use / Savings in Demand under the selected programme (Ml/d) input as +ve 2023-24: 0; Gains in Water Available For Use / Savings in Demand under the selected programme (Ml/d) input as +ve 2024-25: 0; Gains in Water Available For Use / Savings in Demand under the selected programme (Ml/d) input as +ve 2025-26: 0; Gains in Water Available For Use / Savings in Demand under the selected programme (Ml/d) input as +ve 2026-27: 0; Gains in Water Available For Use / Savings in Demand under the selected programme (Ml/d) input as +ve 2027-28: 0.0094103; Gains in Water Available For Use / Savings in Demand under the selected programme (Ml/d) input as +ve 2028-29: 0.018759; Gains in Water Available For Use / Savings in Demand under the selected programme (Ml/d) input as +ve 2029-30: 0.028041; Gains in Water Available For Use / Savings in Demand under the selected programme (Ml/d) input as +ve 2030-31: 0.037216; Gains in Water Available For Use / Savings in Demand under the selected programme (Ml/d) input as +ve 2031-32: 0.04632; Gains in Water Available For Use / Savings in Demand under the selected programme (Ml/d) input as +ve 2032-33: 0.055353; Gains in Water Available For Use / Savings in Demand under the selected programme (Ml/d) input as +ve 2033-34: 0.074432; Gains in Water Available For Use / Savings in Demand under the selected programme (Ml/d) input as +ve 2034-35: 0.093389; Gains in Water Available For Use / Savings in Demand under the selected programme (Ml/d) input as +ve 2035-36: 0.11225; Gains in Water Available For Use / Savings in Demand under the selected programme (Ml/d) input as +ve 2036-37: 0.13104; Gains in Water Available For Use / Savings in Demand under the selected programme (Ml/d) input as +ve 2037-38: 0.14976; Gains in Water Available For Use / Savings in Demand under the selected programme (Ml/d) input as +ve 2038-39: 0.16838; Gains in Water Available For Use / Savings in Demand under the selected programme (Ml/d) input as +ve 2039-40: 0.18679; Gains in Water Available For Use / Savings in Demand under the selected programme (Ml/d) input as +ve 2040-41: 0.20503; Gains in Water Available For Use / Savings in Demand under the selected programme (Ml/d) input as +ve 2041-42: 0.22317; Gains in Water Available For Use / Savings in Demand under the selected programme (Ml/d) input as +ve 2042-43: 0.2413; Gains in Water Available For Use / Savings in Demand under the selected programme (Ml/d) input as +ve 2043-44: 0.24692; Gains in Water Available For Use / Savings in Demand under the selected programme (Ml/d) input as +ve 2044-45: 0.25259; Gains in Water Available For Use / Savings in Demand under the selected programme (Ml/d) input as +ve 2045-46: 0.25822; Gains in Water Available For Use / Savings in Demand under the selected programme (Ml/d) input as +ve 2046-47: 0.26382; Gains in Water Available For Use / Savings in Demand under the selected programme (Ml/d) input as +ve 2047-48: 0.26951; Gains in Water Available For Use / Savings in Demand under the selected programme (Ml/d) input as +ve 2048-49: 0.27528; Gains in Water Available For Use / Savings in Demand under the selected programme (Ml/d) input as +ve 2049-50: 0.28112
52dA | Metering Option 5 | DMO 5 | Metering compulsory | Customer Options | N | Least Cost | ESWNCT | Ml/d | 2 | Gains in Water Available For Use / Savings in Demand under the selected programme (Ml/d) input as +ve 2021-22: 0; Gains in Water Available For Use / Savings in Demand under the selected programme (Ml/d) input as +ve 2022-23: 0; Gains in Water Available For Use / Savings in Demand under the selected programme (Ml/d) input as +ve 2023-24: 0; Gains in Water Available For Use / Savings in Demand under the selected programme (Ml/d) input as +ve 2024-25: 0; Gains in Water Available For Use / Savings in Demand under the selected programme (Ml/d) input as +ve 2025-26: -0.03025; Gains in Water Available For Use / Savings in Demand under the selected programme (Ml/d) input as +ve 2026-27: 0.22093; Gains in Water Available For Use / Savings in Demand under the selected programme (Ml/d) input as +ve 2027-28: 0.44181; Gains in Water Available For Use / Savings in Demand under the selected programme (Ml/d) input as +ve 2028-29: 0.65677; Gains in Water Available For Use / Savings in Demand under the selected programme (Ml/d) input as +ve 2029-30: 0.74603; Gains in Water Available For Use / Savings in Demand under the selected programme (Ml/d) input as +ve 2030-31: 0.67123; Gains in Water Available For Use / Savings in Demand under the selected programme (Ml/d) input as +ve 2031-32: 0.5616; Gains in Water Available For Use / Savings in Demand under the selected programme (Ml/d) input as +ve 2032-33: 0.56914; Gains in Water Available For Use / Savings in Demand under the selected programme (Ml/d) input as +ve 2033-34: 0.56222; Gains in Water Available For Use / Savings in Demand under the selected programme (Ml/d) input as +ve 2034-35: 0.57604; Gains in Water Available For Use / Savings in Demand under the selected programme (Ml/d) input as +ve 2035-36: 0.58287; Gains in Water Available For Use / Savings in Demand under the selected programme (Ml/d) input as +ve 2036-37: 0.59189; Gains in Water Available For Use / Savings in Demand under the selected programme (Ml/d) input as +ve 2037-38: 0.60111; Gains in Water Available For Use / Savings in Demand under the selected programme (Ml/d) input as +ve 2038-39: 0.61075; Gains in Water Available For Use / Savings in Demand under the selected programme (Ml/d) input as +ve 2039-40: 0.62047; Gains in Water Available For Use / Savings in Demand under the selected programme (Ml/d) input as +ve 2040-41: 0.62711; Gains in Water Available For Use / Savings in Demand under the selected programme (Ml/d) input as +ve 2041-42: 0.63765; Gains in Water Available For Use / Savings in Demand under the selected programme (Ml/d) input as +ve 2042-43: 0.6471; Gains in Water Available For Use / Savings in Demand under the selected programme (Ml/d) input as +ve 2043-44: 0.65751; Gains in Water Available For Use / Savings in Demand under the selected programme (Ml/d) input as +ve 2044-45: 0.66794; Gains in Water Available For Use / Savings in Demand under the selected programme (Ml/d) input as +ve 2045-46: 0.67796; Gains in Water Available For Use / Savings in Demand under the selected programme (Ml/d) input as +ve 2046-47: 0.68819; Gains in Water Available For Use / Savings in Demand under the selected programme (Ml/d) input as +ve 2047-48: 0.69833; Gains in Water Available For Use / Savings in Demand under the selected programme (Ml/d) input as +ve 2048-49: 0.70845; Gains in Water Available For Use / Savings in Demand under the selected programme (Ml/d) input as +ve 2049-50: 0.71893
52dA | Medium scenario | WEF Medium | Other water efficiency | Customer Options | N | Least Cost | ESWNCT | Ml/d | 2 | Gains in Water Available For Use / Savings in Demand under the selected programme (Ml/d) input as +ve 2021-22: 0; Gains in Water Available For Use / Savings in Demand under the selected programme (Ml/d) input as +ve 2022-23: 0; Gains in Water Available For Use / Savings in Demand under the selected programme (Ml/d) input as +ve 2023-24: 0; Gains in Water Available For Use / Savings in Demand under the selected programme (Ml/d) input as +ve 2024-25: 0; Gains in Water Available For Use / Savings in Demand under the selected programme (Ml/d) input as +ve 2025-26: 0.22449; Gains in Water Available For Use / Savings in Demand under the selected programme (Ml/d) input as +ve 2026-27: 0.44595; Gains in Water Available For Use / Savings in Demand under the selected programme (Ml/d) input as +ve 2027-28: 0.66628; Gains in Water Available For Use / Savings in Demand under the selected programme (Ml/d) input as +ve 2028-29: 0.88512; Gains in Water Available For Use / Savings in Demand under the selected programme (Ml/d) input as +ve 2029-30: 1.102; Gains in Water Available For Use / Savings in Demand under the selected programme (Ml/d) input as +ve 2030-31: 1.3069; Gains in Water Available For Use / Savings in Demand under the selected programme (Ml/d) input as +ve 2031-32: 1.511; Gains in Water Available For Use / Savings in Demand under the selected programme (Ml/d) input as +ve 2032-33: 1.7137; Gains in Water Available For Use / Savings in Demand under the selected programme (Ml/d) input as +ve 2033-34: 1.9155; Gains in Water Available For Use / Savings in Demand under the selected programme (Ml/d) input as +ve 2034-35: 2.1172; Gains in Water Available For Use / Savings in Demand under the selected programme (Ml/d) input as +ve 2035-36: 2.1854; Gains in Water Available For Use / Savings in Demand under the selected programme (Ml/d) input as +ve 2036-37: 2.2525; Gains in Water Available For Use / Savings in Demand under the selected programme (Ml/d) input as +ve 2037-38: 2.3187; Gains in Water Available For Use / Savings in Demand under the selected programme (Ml/d) input as +ve 2038-39: 2.3846; Gains in Water Available For Use / Savings in Demand under the selected programme (Ml/d) input as +ve 2039-40: 2.4508; Gains in Water Available For Use / Savings in Demand under the selected programme (Ml/d) input as +ve 2040-41: 2.5143; Gains in Water Available For Use / Savings in Demand under the selected programme (Ml/d) input as +ve 2041-42: 2.5769; Gains in Water Available For Use / Savings in Demand under the selected programme (Ml/d) input as +ve 2042-43: 2.6387; Gains in Water Available For Use / Savings in Demand under the selected programme (Ml/d) input as +ve 2043-44: 2.6999; Gains in Water Available For Use / Savings in Demand under the selected programme (Ml/d) input as +ve 2044-45: 2.7603; Gains in Water Available For Use / Savings in Demand under the selected programme (Ml/d) input as +ve 2045-46: 2.8174; Gains in Water Available For Use / Savings in Demand under the selected programme (Ml/d) input as +ve 2046-47: 2.8736; Gains in Water Available For Use / Savings in Demand under the selected programme (Ml/d) input as +ve 2047-48: 2.9294; Gains in Water Available For Use / Savings in Demand under the selected programme (Ml/d) input as +ve 2048-49: 2.9848; Gains in Water Available For Use / Savings in Demand under the selected programme (Ml/d) input as +ve 2049-50: 2.9767
52dA | Smart scenario | HH Smart | Other water efficiency | Customer Options | N | Least Cost | ESWNCT | Ml/d | 2 | Gains in Water Available For Use / Savings in Demand under the selected programme (Ml/d) input as +ve 2021-22: 0; Gains in Water Available For Use / Savings in Demand under the selected programme (Ml/d) input as +ve 2022-23: 0; Gains in Water Available For Use / Savings in Demand under the selected programme (Ml/d) input as +ve 2023-24: 0; Gains in Water Available For Use / Savings in Demand under the selected programme (Ml/d) input as +ve 2024-25: 0; Gains in Water Available For Use / Savings in Demand under the selected programme (Ml/d) input as +ve 2025-26: 0.25285; Gains in Water Available For Use / Savings in Demand under the selected programme (Ml/d) input as +ve 2026-27: 0.28916; Gains in Water Available For Use / Savings in Demand under the selected programme (Ml/d) input as +ve 2027-28: 0.85612; Gains in Water Available For Use / Savings in Demand under the selected programme (Ml/d) input as +ve 2028-29: 1.1683; Gains in Water Available For Use / Savings in Demand under the selected programme (Ml/d) input as +ve 2029-30: 1.2988; Gains in Water Available For Use / Savings in Demand under the selected programme (Ml/d) input as +ve 2030-31: 1.3411; Gains in Water Available For Use / Savings in Demand under the selected programme (Ml/d) input as +ve 2031-32: 1.3833; Gains in Water Available For Use / Savings in Demand under the selected programme (Ml/d) input as +ve 2032-33: 1.425; Gains in Water Available For Use / Savings in Demand under the selected programme (Ml/d) input as +ve 2033-34: 1.4662; Gains in Water Available For Use / Savings in Demand under the selected programme (Ml/d) input as +ve 2034-35: 1.3767; Gains in Water Available For Use / Savings in Demand under the selected programme (Ml/d) input as +ve 2035-36: 1.3711; Gains in Water Available For Use / Savings in Demand under the selected programme (Ml/d) input as +ve 2036-37: 1.3656; Gains in Water Available For Use / Savings in Demand under the selected programme (Ml/d) input as +ve 2037-38: 1.3601; Gains in Water Available For Use / Savings in Demand under the selected programme (Ml/d) input as +ve 2038-39: 1.355; Gains in Water Available For Use / Savings in Demand under the selected programme (Ml/d) input as +ve 2039-40: 1.3505; Gains in Water Available For Use / Savings in Demand under the selected programme (Ml/d) input as +ve 2040-41: 1.3462; Gains in Water Available For Use / Savings in Demand under the selected programme (Ml/d) input as +ve 2041-42: 1.342; Gains in Water Available For Use / Savings in Demand under the selected programme (Ml/d) input as +ve 2042-43: 1.3379; Gains in Water Available For Use / Savings in Demand under the selected programme (Ml/d) input as +ve 2043-44: 1.3339; Gains in Water Available For Use / Savings in Demand under the selected programme (Ml/d) input as +ve 2044-45: 1.33; Gains in Water Available For Use / Savings in Demand under the selected programme (Ml/d) input as +ve 2045-46: 1.3261; Gains in Water Available For Use / Savings in Demand under the selected programme (Ml/d) input as +ve 2046-47: 1.3221; Gains in Water Available For Use / Savings in Demand under the selected programme (Ml/d) input as +ve 2047-48: 1.3183; Gains in Water Available For Use / Savings in Demand under the selected programme (Ml/d) input as +ve 2048-49: 1.3147; Gains in Water Available For Use / Savings in Demand under the selected programme (Ml/d) input as +ve 2049-50: 1.3739
52cA | 40% reduction by 2050 - DL | LEAK 2 | Other leakage control | Distribution Options | N | Least Cost | ESWNCT | Ml/d | 2 | Gains in Water Available For Use / Savings in Demand under the selected programme (Ml/d) input as +ve 2021-22: 0; Gains in Water Available For Use / Savings in Demand under the selected programme (Ml/d) input as +ve 2022-23: 0; Gains in Water Available For Use / Savings in Demand under the selected programme (Ml/d) input as +ve 2023-24: 0; Gains in Water Available For Use / Savings in Demand under the selected programme (Ml/d) input as +ve 2024-25: 0; Gains in Water Available For Use / Savings in Demand under the selected programme (Ml/d) input as +ve 2025-26: 0.020497; Gains in Water Available For Use / Savings in Demand under the selected programme (Ml/d) input as +ve 2026-27: 0.028131; Gains in Water Available For Use / Savings in Demand under the selected programme (Ml/d) input as +ve 2027-28: 0.0097855; Gains in Water Available For Use / Savings in Demand under the selected programme (Ml/d) input as +ve 2028-29: -0.020179; Gains in Water Available For Use / Savings in Demand under the selected programme (Ml/d) input as +ve 2029-30: -0.033449; Gains in Water Available For Use / Savings in Demand under the selected programme (Ml/d) input as +ve 2030-31: -0.021373; Gains in Water Available For Use / Savings in Demand under the selected programme (Ml/d) input as +ve 2031-32: -6.9544e-05; Gains in Water Available For Use / Savings in Demand under the selected programme (Ml/d) input as +ve 2032-33: 0.021177; Gains in Water Available For Use / Savings in Demand under the selected programme (Ml/d) input as +ve 2033-34: 0.042355; Gains in Water Available For Use / Savings in Demand under the selected programme (Ml/d) input as +ve 2034-35: 0.063463; Gains in Water Available For Use / Savings in Demand under the selected programme (Ml/d) input as +ve 2035-36: 0.084468; Gains in Water Available For Use / Savings in Demand under the selected programme (Ml/d) input as +ve 2036-37: 0.10537; Gains in Water Available For Use / Savings in Demand under the selected programme (Ml/d) input as +ve 2037-38: 0.12622; Gains in Water Available For Use / Savings in Demand under the selected programme (Ml/d) input as +ve 2038-39: 0.147; Gains in Water Available For Use / Savings in Demand under the selected programme (Ml/d) input as +ve 2039-40: 0.16773; Gains in Water Available For Use / Savings in Demand under the selected programme (Ml/d) input as +ve 2040-41: 0.1884; Gains in Water Available For Use / Savings in Demand under the selected programme (Ml/d) input as +ve 2041-42: 0.20902; Gains in Water Available For Use / Savings in Demand under the selected programme (Ml/d) input as +ve 2042-43: 0.22958; Gains in Water Available For Use / Savings in Demand under the selected programme (Ml/d) input as +ve 2043-44: 0.25009; Gains in Water Available For Use / Savings in Demand under the selected programme (Ml/d) input as +ve 2044-45: 0.27054; Gains in Water Available For Use / Savings in Demand under the selected programme (Ml/d) input as +ve 2045-46: 0.29094; Gains in Water Available For Use / Savings in Demand under the selected programme (Ml/d) input as +ve 2046-47: 0.3113; Gains in Water Available For Use / Savings in Demand under the selected programme (Ml/d) input as +ve 2047-48: 0.3316; Gains in Water Available For Use / Savings in Demand under the selected programme (Ml/d) input as +ve 2048-49: 0.35185; Gains in Water Available For Use / Savings in Demand under the selected programme (Ml/d) input as +ve 2049-50: 0.37205
52dA | 40% reduction by 2050 - SPL | LEAK 4 | Supply pipe repairs / replacement | Customer Options | N | Least Cost | ESWNCT | Ml/d | 2 | Gains in Water Available For Use / Savings in Demand under the selected programme (Ml/d) input as +ve 2021-22: 0; Gains in Water Available For Use / Savings in Demand under the selected programme (Ml/d) input as +ve 2022-23: 0; Gains in Water Available For Use / Savings in Demand under the selected programme (Ml/d) input as +ve 2023-24: 0; Gains in Water Available For Use / Savings in Demand under the selected programme (Ml/d) input as +ve 2024-25: 0; Gains in Water Available For Use / Savings in Demand under the selected programme (Ml/d) input as +ve 2025-26: 0.0076766; Gains in Water Available For Use / Savings in Demand under the selected programme (Ml/d) input as +ve 2026-27: 0.028216; Gains in Water Available For Use / Savings in Demand under the selected programme (Ml/d) input as +ve 2027-28: 0.074735; Gains in Water Available For Use / Savings in Demand under the selected programme (Ml/d) input as +ve 2028-29: 0.13287; Gains in Water Available For Use / Savings in Demand under the selected programme (Ml/d) input as +ve 2029-30: 0.17432; Gains in Water Available For Use / Savings in Demand under the selected programme (Ml/d) input as +ve 2030-31: 0.19041; Gains in Water Available For Use / Savings in Demand under the selected programme (Ml/d) input as +ve 2031-32: 0.19728; Gains in Water Available For Use / Savings in Demand under the selected programme (Ml/d) input as +ve 2032-33: 0.20421; Gains in Water Available For Use / Savings in Demand under the selected programme (Ml/d) input as +ve 2033-34: 0.21121; Gains in Water Available For Use / Savings in Demand under the selected programme (Ml/d) input as +ve 2034-35: 0.21827; Gains in Water Available For Use / Savings in Demand under the selected programme (Ml/d) input as +ve 2035-36: 0.22544; Gains in Water Available For Use / Savings in Demand under the selected programme (Ml/d) input as +ve 2036-37: 0.23271; Gains in Water Available For Use / Savings in Demand under the selected programme (Ml/d) input as +ve 2037-38: 0.24004; Gains in Water Available For Use / Savings in Demand under the selected programme (Ml/d) input as +ve 2038-39: 0.24743; Gains in Water Available For Use / Savings in Demand under the selected programme (Ml/d) input as +ve 2039-40: 0.25488; Gains in Water Available For Use / Savings in Demand under the selected programme (Ml/d) input as +ve 2040-41: 0.26238; Gains in Water Available For Use / Savings in Demand under the selected programme (Ml/d) input as +ve 2041-42: 0.26993; Gains in Water Available For Use / Savings in Demand under the selected programme (Ml/d) input as +ve 2042-43: 0.27754; Gains in Water Available For Use / Savings in Demand under the selected programme (Ml/d) input as +ve 2043-44: 0.28521; Gains in Water Available For Use / Savings in Demand under the selected programme (Ml/d) input as +ve 2044-45: 0.29293; Gains in Water Available For Use / Savings in Demand under the selected programme (Ml/d) input as +ve 2045-46: 0.3007; Gains in Water Available For Use / Savings in Demand under the selected programme (Ml/d) input as +ve 2046-47: 0.30852; Gains in Water Available For Use / Savings in Demand under the selected programme (Ml/d) input as +ve 2047-48: 0.3164; Gains in Water Available For Use / Savings in Demand under the selected programme (Ml/d) input as +ve 2048-49: 0.32432; Gains in Water Available For Use / Savings in Demand under the selected programme (Ml/d) input as +ve 2049-50: 0.33229
52dA | NHH scenario 9% | NHH | Other water efficiency | Customer Options | N | Least Cost | ESWNCT | Ml/d | 2 | Gains in Water Available For Use / Savings in Demand under the selected programme (Ml/d) input as +ve 2021-22: 0; Gains in Water Available For Use / Savings in Demand under the selected programme (Ml/d) input as +ve 2022-23: 0; Gains in Water Available For Use / Savings in Demand under the selected programme (Ml/d) input as +ve 2023-24: 0; Gains in Water Available For Use / Savings in Demand under the selected programme (Ml/d) input as +ve 2024-25: 0; Gains in Water Available For Use / Savings in Demand under the selected programme (Ml/d) input as +ve 2025-26: 0.063419; Gains in Water Available For Use / Savings in Demand under the selected programme (Ml/d) input as +ve 2026-27: 0.12684; Gains in Water Available For Use / Savings in Demand under the selected programme (Ml/d) input as +ve 2027-28: 0.19026; Gains in Water Available For Use / Savings in Demand under the selected programme (Ml/d) input as +ve 2028-29: 0.25368; Gains in Water Available For Use / Savings in Demand under the selected programme (Ml/d) input as +ve 2029-30: 0.3171; Gains in Water Available For Use / Savings in Demand under the selected programme (Ml/d) input as +ve 2030-31: 0.45303; Gains in Water Available For Use / Savings in Demand under the selected programme (Ml/d) input as +ve 2031-32: 0.58897; Gains in Water Available For Use / Savings in Demand under the selected programme (Ml/d) input as +ve 2032-33: 0.72491; Gains in Water Available For Use / Savings in Demand under the selected programme (Ml/d) input as +ve 2033-34: 0.86085; Gains in Water Available For Use / Savings in Demand under the selected programme (Ml/d) input as +ve 2034-35: 0.99679; Gains in Water Available For Use / Savings in Demand under the selected programme (Ml/d) input as +ve 2035-36: 1.1231; Gains in Water Available For Use / Savings in Demand under the selected programme (Ml/d) input as +ve 2036-37: 1.2493; Gains in Water Available For Use / Savings in Demand under the selected programme (Ml/d) input as +ve 2037-38: 1.3756; Gains in Water Available For Use / Savings in Demand under the selected programme (Ml/d) input as +ve 2038-39: 1.3756; Gains in Water Available For Use / Savings in Demand under the selected programme (Ml/d) input as +ve 2039-40: 1.3756; Gains in Water Available For Use / Savings in Demand under the selected programme (Ml/d) input as +ve 2040-41: 1.3756; Gains in Water Available For Use / Savings in Demand under the selected programme (Ml/d) input as +ve 2041-42: 1.3756; Gains in Water Available For Use / Savings in Demand under the selected programme (Ml/d) input as +ve 2042-43: 1.3756; Gains in Water Available For Use / Savings in Demand under the selected programme (Ml/d) input as +ve 2043-44: 1.3756; Gains in Water Available For Use / Savings in Demand under the selected programme (Ml/d) input as +ve 2044-45: 1.3756; Gains in Water Available For Use / Savings in Demand under the selected programme (Ml/d) input as +ve 2045-46: 1.3756; Gains in Water Available For Use / Savings in Demand under the selected programme (Ml/d) input as +ve 2046-47: 1.3756; Gains in Water Available For Use / Savings in Demand under the selected programme (Ml/d) input as +ve 2047-48: 1.3756; Gains in Water Available For Use / Savings in Demand under the selected programme (Ml/d) input as +ve 2048-49: 1.3756; Gains in Water Available For Use / Savings in Demand under the selected programme (Ml/d) input as +ve 2049-50: 1.3756
52dA | Government Led Interventions | Gov Led | Other water efficiency | Customer Options | N | Least Cost | ESWNCT | Ml/d | 2 | Gains in Water Available For Use / Savings in Demand under the selected programme (Ml/d) input as +ve 2021-22: 0; Gains in Water Available For Use / Savings in Demand under the selected programme (Ml/d) input as +ve 2022-23: 0; Gains in Water Available For Use / Savings in Demand under the selected programme (Ml/d) input as +ve 2023-24: 0; Gains in Water Available For Use / Savings in Demand under the selected programme (Ml/d) input as +ve 2024-25: 0; Gains in Water Available For Use / Savings in Demand under the selected programme (Ml/d) input as +ve 2025-26: 0; Gains in Water Available For Use / Savings in Demand under the selected programme (Ml/d) input as +ve 2026-27: 0; Gains in Water Available For Use / Savings in Demand under the selected programme (Ml/d) input as +ve 2027-28: 0.073834; Gains in Water Available For Use / Savings in Demand under the selected programme (Ml/d) input as +ve 2028-29: 0.14712; Gains in Water Available For Use / Savings in Demand under the selected programme (Ml/d) input as +ve 2029-30: 0.22002; Gains in Water Available For Use / Savings in Demand under the selected programme (Ml/d) input as +ve 2030-31: 0.29228; Gains in Water Available For Use / Savings in Demand under the selected programme (Ml/d) input as +ve 2031-32: 0.36418; Gains in Water Available For Use / Savings in Demand under the selected programme (Ml/d) input as +ve 2032-33: 0.43563; Gains in Water Available For Use / Savings in Demand under the selected programme (Ml/d) input as +ve 2033-34: 0.58634; Gains in Water Available For Use / Savings in Demand under the selected programme (Ml/d) input as +ve 2034-35: 0.73653; Gains in Water Available For Use / Savings in Demand under the selected programme (Ml/d) input as +ve 2035-36: 0.88591; Gains in Water Available For Use / Savings in Demand under the selected programme (Ml/d) input as +ve 2036-37: 1.0347; Gains in Water Available For Use / Savings in Demand under the selected programme (Ml/d) input as +ve 2037-38: 1.1825; Gains in Water Available For Use / Savings in Demand under the selected programme (Ml/d) input as +ve 2038-39: 1.33; Gains in Water Available For Use / Savings in Demand under the selected programme (Ml/d) input as +ve 2039-40: 1.4778; Gains in Water Available For Use / Savings in Demand under the selected programme (Ml/d) input as +ve 2040-41: 1.6253; Gains in Water Available For Use / Savings in Demand under the selected programme (Ml/d) input as +ve 2041-42: 1.7724; Gains in Water Available For Use / Savings in Demand under the selected programme (Ml/d) input as +ve 2042-43: 1.9193; Gains in Water Available For Use / Savings in Demand under the selected programme (Ml/d) input as +ve 2043-44: 1.9669; Gains in Water Available For Use / Savings in Demand under the selected programme (Ml/d) input as +ve 2044-45: 2.0146; Gains in Water Available For Use / Savings in Demand under the selected programme (Ml/d) input as +ve 2045-46: 2.0619; Gains in Water Available For Use / Savings in Demand under the selected programme (Ml/d) input as +ve 2046-47: 2.1088; Gains in Water Available For Use / Savings in Demand under the selected programme (Ml/d) input as +ve 2047-48: 2.1559; Gains in Water Available For Use / Savings in Demand under the selected programme (Ml/d) input as +ve 2048-49: 2.2031; Gains in Water Available For Use / Savings in Demand under the selected programme (Ml/d) input as +ve 2049-50: 2.2502
52dA | Delay to new large NHH users to 2032. | NHH delay 2032 HRT | Change in levels of service | Customer Options | N | Least Cost | ESWHRT | Ml/d | 2 | Gains in Water Available For Use / Savings in Demand under the selected programme (Ml/d) input as +ve 2021-22: 0; Gains in Water Available For Use / Savings in Demand under the selected programme (Ml/d) input as +ve 2022-23: 4.2757; Gains in Water Available For Use / Savings in Demand under the selected programme (Ml/d) input as +ve 2023-24: 4.0999; Gains in Water Available For Use / Savings in Demand under the selected programme (Ml/d) input as +ve 2024-25: 4.0759; Gains in Water Available For Use / Savings in Demand under the selected programme (Ml/d) input as +ve 2025-26: 3.8978; Gains in Water Available For Use / Savings in Demand under the selected programme (Ml/d) input as +ve 2026-27: 3.8622; Gains in Water Available For Use / Savings in Demand under the selected programme (Ml/d) input as +ve 2027-28: 3.873; Gains in Water Available For Use / Savings in Demand under the selected programme (Ml/d) input as +ve 2028-29: 3.8839; Gains in Water Available For Use / Savings in Demand under the selected programme (Ml/d) input as +ve 2029-30: 3.8941; Gains in Water Available For Use / Savings in Demand under the selected programme (Ml/d) input as +ve 2030-31: 3.9043; Gains in Water Available For Use / Savings in Demand under the selected programme (Ml/d) input as +ve 2031-32: 3.9144; Gains in Water Available For Use / Savings in Demand under the selected programme (Ml/d) input as +ve 2032-33: 0; Gains in Water Available For Use / Savings in Demand under the selected programme (Ml/d) input as +ve 2033-34: 0; Gains in Water Available For Use / Savings in Demand under the selected programme (Ml/d) input as +ve 2034-35: 0; Gains in Water Available For Use / Savings in Demand under the selected programme (Ml/d) input as +ve 2035-36: 0; Gains in Water Available For Use / Savings in Demand under the selected programme (Ml/d) input as +ve 2036-37: 0; Gains in Water Available For Use / Savings in Demand under the selected programme (Ml/d) input as +ve 2037-38: 0; Gains in Water Available For Use / Savings in Demand under the selected programme (Ml/d) input as +ve 2038-39: 0; Gains in Water Available For Use / Savings in Demand under the selected programme (Ml/d) input as +ve 2039-40: 0; Gains in Water Available For Use / Savings in Demand under the selected programme (Ml/d) input as +ve 2040-41: 0; Gains in Water Available For Use / Savings in Demand under the selected programme (Ml/d) input as +ve 2041-42: 0; Gains in Water Available For Use / Savings in Demand under the selected programme (Ml/d) input as +ve 2042-43: 0; Gains in Water Available For Use / Savings in Demand under the selected programme (Ml/d) input as +ve 2043-44: 0; Gains in Water Available For Use / Savings in Demand under the selected programme (Ml/d) input as +ve 2044-45: 0; Gains in Water Available For Use / Savings in Demand under the selected programme (Ml/d) input as +ve 2045-46: 0; Gains in Water Available For Use / Savings in Demand under the selected programme (Ml/d) input as +ve 2046-47: 0; Gains in Water Available For Use / Savings in Demand under the selected programme (Ml/d) input as +ve 2047-48: 0; Gains in Water Available For Use / Savings in Demand under the selected programme (Ml/d) input as +ve 2048-49: 0; Gains in Water Available For Use / Savings in Demand under the selected programme (Ml/d) input as +ve 2049-50: 0
52dA | Metering Option 5 | DMO 5 | Metering compulsory | Customer Options | N | Ofwat Core | ESWESX | Ml/d | 2 | Gains in Water Available For Use / Savings in Demand under the selected programme (Ml/d) input as +ve 2021-22: 0; Gains in Water Available For Use / Savings in Demand under the selected programme (Ml/d) input as +ve 2022-23: 0; Gains in Water Available For Use / Savings in Demand under the selected programme (Ml/d) input as +ve 2023-24: 0; Gains in Water Available For Use / Savings in Demand under the selected programme (Ml/d) input as +ve 2024-25: 0; Gains in Water Available For Use / Savings in Demand under the selected programme (Ml/d) input as +ve 2025-26: 0.25549; Gains in Water Available For Use / Savings in Demand under the selected programme (Ml/d) input as +ve 2026-27: -0.030921; Gains in Water Available For Use / Savings in Demand under the selected programme (Ml/d) input as +ve 2027-28: 0.088848; Gains in Water Available For Use / Savings in Demand under the selected programme (Ml/d) input as +ve 2028-29: 0.76193; Gains in Water Available For Use / Savings in Demand under the selected programme (Ml/d) input as +ve 2029-30: 1.3909; Gains in Water Available For Use / Savings in Demand under the selected programme (Ml/d) input as +ve 2030-31: 1.903; Gains in Water Available For Use / Savings in Demand under the selected programme (Ml/d) input as +ve 2031-32: 2.3651; Gains in Water Available For Use / Savings in Demand under the selected programme (Ml/d) input as +ve 2032-33: 2.7946; Gains in Water Available For Use / Savings in Demand under the selected programme (Ml/d) input as +ve 2033-34: 3.1804; Gains in Water Available For Use / Savings in Demand under the selected programme (Ml/d) input as +ve 2034-35: 3.5142; Gains in Water Available For Use / Savings in Demand under the selected programme (Ml/d) input as +ve 2035-36: 3.3435; Gains in Water Available For Use / Savings in Demand under the selected programme (Ml/d) input as +ve 2036-37: 3.0946; Gains in Water Available For Use / Savings in Demand under the selected programme (Ml/d) input as +ve 2037-38: 2.9866; Gains in Water Available For Use / Savings in Demand under the selected programme (Ml/d) input as +ve 2038-39: 2.8828; Gains in Water Available For Use / Savings in Demand under the selected programme (Ml/d) input as +ve 2039-40: 2.7823; Gains in Water Available For Use / Savings in Demand under the selected programme (Ml/d) input as +ve 2040-41: 3.315; Gains in Water Available For Use / Savings in Demand under the selected programme (Ml/d) input as +ve 2041-42: 3.2089; Gains in Water Available For Use / Savings in Demand under the selected programme (Ml/d) input as +ve 2042-43: 3.108; Gains in Water Available For Use / Savings in Demand under the selected programme (Ml/d) input as +ve 2043-44: 3.0209; Gains in Water Available For Use / Savings in Demand under the selected programme (Ml/d) input as +ve 2044-45: 2.9369; Gains in Water Available For Use / Savings in Demand under the selected programme (Ml/d) input as +ve 2045-46: 2.3888; Gains in Water Available For Use / Savings in Demand under the selected programme (Ml/d) input as +ve 2046-47: 3.2271; Gains in Water Available For Use / Savings in Demand under the selected programme (Ml/d) input as +ve 2047-48: 3.165; Gains in Water Available For Use / Savings in Demand under the selected programme (Ml/d) input as +ve 2048-49: 3.5426; Gains in Water Available For Use / Savings in Demand under the selected programme (Ml/d) input as +ve 2049-50: 3.4804
52dA | Medium scenario | WEF Medium | Other water efficiency | Customer Options | N | Ofwat Core | ESWESX | Ml/d | 2 | Gains in Water Available For Use / Savings in Demand under the selected programme (Ml/d) input as +ve 2021-22: 0; Gains in Water Available For Use / Savings in Demand under the selected programme (Ml/d) input as +ve 2022-23: 0; Gains in Water Available For Use / Savings in Demand under the selected programme (Ml/d) input as +ve 2023-24: 0; Gains in Water Available For Use / Savings in Demand under the selected programme (Ml/d) input as +ve 2024-25: 0; Gains in Water Available For Use / Savings in Demand under the selected programme (Ml/d) input as +ve 2025-26: 1.7846; Gains in Water Available For Use / Savings in Demand under the selected programme (Ml/d) input as +ve 2026-27: 3.5427; Gains in Water Available For Use / Savings in Demand under the selected programme (Ml/d) input as +ve 2027-28: 5.3013; Gains in Water Available For Use / Savings in Demand under the selected programme (Ml/d) input as +ve 2028-29: 7.0549; Gains in Water Available For Use / Savings in Demand under the selected programme (Ml/d) input as +ve 2029-30: 8.8018; Gains in Water Available For Use / Savings in Demand under the selected programme (Ml/d) input as +ve 2030-31: 10.43; Gains in Water Available For Use / Savings in Demand under the selected programme (Ml/d) input as +ve 2031-32: 12.069; Gains in Water Available For Use / Savings in Demand under the selected programme (Ml/d) input as +ve 2032-33: 13.6747; Gains in Water Available For Use / Savings in Demand under the selected programme (Ml/d) input as +ve 2033-34: 15.2948; Gains in Water Available For Use / Savings in Demand under the selected programme (Ml/d) input as +ve 2034-35: 16.8794; Gains in Water Available For Use / Savings in Demand under the selected programme (Ml/d) input as +ve 2035-36: 18.4439; Gains in Water Available For Use / Savings in Demand under the selected programme (Ml/d) input as +ve 2036-37: 20.0035; Gains in Water Available For Use / Savings in Demand under the selected programme (Ml/d) input as +ve 2037-38: 21.563; Gains in Water Available For Use / Savings in Demand under the selected programme (Ml/d) input as +ve 2038-39: 23.1224; Gains in Water Available For Use / Savings in Demand under the selected programme (Ml/d) input as +ve 2039-40: 24.6825; Gains in Water Available For Use / Savings in Demand under the selected programme (Ml/d) input as +ve 2040-41: 25.9577; Gains in Water Available For Use / Savings in Demand under the selected programme (Ml/d) input as +ve 2041-42: 27.4395; Gains in Water Available For Use / Savings in Demand under the selected programme (Ml/d) input as +ve 2042-43: 28.9187; Gains in Water Available For Use / Savings in Demand under the selected programme (Ml/d) input as +ve 2043-44: 30.4044; Gains in Water Available For Use / Savings in Demand under the selected programme (Ml/d) input as +ve 2044-45: 31.8958; Gains in Water Available For Use / Savings in Demand under the selected programme (Ml/d) input as +ve 2045-46: 31.7889; Gains in Water Available For Use / Savings in Demand under the selected programme (Ml/d) input as +ve 2046-47: 31.3328; Gains in Water Available For Use / Savings in Demand under the selected programme (Ml/d) input as +ve 2047-48: 31.3093; Gains in Water Available For Use / Savings in Demand under the selected programme (Ml/d) input as +ve 2048-49: 31.0769; Gains in Water Available For Use / Savings in Demand under the selected programme (Ml/d) input as +ve 2049-50: 31.0572
52dA | Smart scenario | HH Smart | Other water efficiency | Customer Options | N | Ofwat Core | ESWESX | Ml/d | 2 | Gains in Water Available For Use / Savings in Demand under the selected programme (Ml/d) input as +ve 2021-22: 0; Gains in Water Available For Use / Savings in Demand under the selected programme (Ml/d) input as +ve 2022-23: 0; Gains in Water Available For Use / Savings in Demand under the selected programme (Ml/d) input as +ve 2023-24: 0; Gains in Water Available For Use / Savings in Demand under the selected programme (Ml/d) input as +ve 2024-25: 0; Gains in Water Available For Use / Savings in Demand under the selected programme (Ml/d) input as +ve 2025-26: 0.39249; Gains in Water Available For Use / Savings in Demand under the selected programme (Ml/d) input as +ve 2026-27: 0.8987; Gains in Water Available For Use / Savings in Demand under the selected programme (Ml/d) input as +ve 2027-28: 1.4329; Gains in Water Available For Use / Savings in Demand under the selected programme (Ml/d) input as +ve 2028-29: 2.0499; Gains in Water Available For Use / Savings in Demand under the selected programme (Ml/d) input as +ve 2029-30: 2.6688; Gains in Water Available For Use / Savings in Demand under the selected programme (Ml/d) input as +ve 2030-31: 3.3308; Gains in Water Available For Use / Savings in Demand under the selected programme (Ml/d) input as +ve 2031-32: 3.9954; Gains in Water Available For Use / Savings in Demand under the selected programme (Ml/d) input as +ve 2032-33: 4.6482; Gains in Water Available For Use / Savings in Demand under the selected programme (Ml/d) input as +ve 2033-34: 5.3052; Gains in Water Available For Use / Savings in Demand under the selected programme (Ml/d) input as +ve 2034-35: 5.9493; Gains in Water Available For Use / Savings in Demand under the selected programme (Ml/d) input as +ve 2035-36: 5.9341; Gains in Water Available For Use / Savings in Demand under the selected programme (Ml/d) input as +ve 2036-37: 5.9199; Gains in Water Available For Use / Savings in Demand under the selected programme (Ml/d) input as +ve 2037-38: 5.9077; Gains in Water Available For Use / Savings in Demand under the selected programme (Ml/d) input as +ve 2038-39: 5.8973; Gains in Water Available For Use / Savings in Demand under the selected programme (Ml/d) input as +ve 2039-40: 5.8883; Gains in Water Available For Use / Savings in Demand under the selected programme (Ml/d) input as +ve 2040-41: 5.8272; Gains in Water Available For Use / Savings in Demand under the selected programme (Ml/d) input as +ve 2041-42: 5.8167; Gains in Water Available For Use / Savings in Demand under the selected programme (Ml/d) input as +ve 2042-43: 5.8068; Gains in Water Available For Use / Savings in Demand under the selected programme (Ml/d) input as +ve 2043-44: 5.7991; Gains in Water Available For Use / Savings in Demand under the selected programme (Ml/d) input as +ve 2044-45: 5.7932; Gains in Water Available For Use / Savings in Demand under the selected programme (Ml/d) input as +ve 2045-46: 5.7738; Gains in Water Available For Use / Savings in Demand under the selected programme (Ml/d) input as +ve 2046-47: 5.6909; Gains in Water Available For Use / Savings in Demand under the selected programme (Ml/d) input as +ve 2047-48: 5.6867; Gains in Water Available For Use / Savings in Demand under the selected programme (Ml/d) input as +ve 2048-49: 5.6445; Gains in Water Available For Use / Savings in Demand under the selected programme (Ml/d) input as +ve 2049-50: 5.6409
52cA | 40% reduction by 2050 - DL | LEAK 2 | Other leakage control | Distribution Options | N | Ofwat Core | ESWESX | Ml/d | 2 | Gains in Water Available For Use / Savings in Demand under the selected programme (Ml/d) input as +ve 2021-22: 0; Gains in Water Available For Use / Savings in Demand under the selected programme (Ml/d) input as +ve 2022-23: 0; Gains in Water Available For Use / Savings in Demand under the selected programme (Ml/d) input as +ve 2023-24: 0; Gains in Water Available For Use / Savings in Demand under the selected programme (Ml/d) input as +ve 2024-25: 0; Gains in Water Available For Use / Savings in Demand under the selected programme (Ml/d) input as +ve 2025-26: 0.20074; Gains in Water Available For Use / Savings in Demand under the selected programme (Ml/d) input as +ve 2026-27: 0.29801; Gains in Water Available For Use / Savings in Demand under the selected programme (Ml/d) input as +ve 2027-28: 0.51191; Gains in Water Available For Use / Savings in Demand under the selected programme (Ml/d) input as +ve 2028-29: 0.75059; Gains in Water Available For Use / Savings in Demand under the selected programme (Ml/d) input as +ve 2029-30: 0.97523; Gains in Water Available For Use / Savings in Demand under the selected programme (Ml/d) input as +ve 2030-31: 1.2145; Gains in Water Available For Use / Savings in Demand under the selected programme (Ml/d) input as +ve 2031-32: 1.4687; Gains in Water Available For Use / Savings in Demand under the selected programme (Ml/d) input as +ve 2032-33: 1.7257; Gains in Water Available For Use / Savings in Demand under the selected programme (Ml/d) input as +ve 2033-34: 1.9858; Gains in Water Available For Use / Savings in Demand under the selected programme (Ml/d) input as +ve 2034-35: 2.2479; Gains in Water Available For Use / Savings in Demand under the selected programme (Ml/d) input as +ve 2035-36: 2.5807; Gains in Water Available For Use / Savings in Demand under the selected programme (Ml/d) input as +ve 2036-37: 2.9814; Gains in Water Available For Use / Savings in Demand under the selected programme (Ml/d) input as +ve 2037-38: 3.3809; Gains in Water Available For Use / Savings in Demand under the selected programme (Ml/d) input as +ve 2038-39: 3.7793; Gains in Water Available For Use / Savings in Demand under the selected programme (Ml/d) input as +ve 2039-40: 4.1764; Gains in Water Available For Use / Savings in Demand under the selected programme (Ml/d) input as +ve 2040-41: 4.5722; Gains in Water Available For Use / Savings in Demand under the selected programme (Ml/d) input as +ve 2041-42: 4.9668; Gains in Water Available For Use / Savings in Demand under the selected programme (Ml/d) input as +ve 2042-43: 5.36; Gains in Water Available For Use / Savings in Demand under the selected programme (Ml/d) input as +ve 2043-44: 5.7518; Gains in Water Available For Use / Savings in Demand under the selected programme (Ml/d) input as +ve 2044-45: 6.1422; Gains in Water Available For Use / Savings in Demand under the selected programme (Ml/d) input as +ve 2045-46: 6.5312; Gains in Water Available For Use / Savings in Demand under the selected programme (Ml/d) input as +ve 2046-47: 6.9187; Gains in Water Available For Use / Savings in Demand under the selected programme (Ml/d) input as +ve 2047-48: 7.3047; Gains in Water Available For Use / Savings in Demand under the selected programme (Ml/d) input as +ve 2048-49: 7.6892; Gains in Water Available For Use / Savings in Demand under the selected programme (Ml/d) input as +ve 2049-50: 8.0722
52dA | 40% reduction by 2050 - SPL | LEAK 4 | Supply pipe repairs / replacement | Customer Options | N | Ofwat Core | ESWESX | Ml/d | 2 | Gains in Water Available For Use / Savings in Demand under the selected programme (Ml/d) input as +ve 2021-22: 0; Gains in Water Available For Use / Savings in Demand under the selected programme (Ml/d) input as +ve 2022-23: 0; Gains in Water Available For Use / Savings in Demand under the selected programme (Ml/d) input as +ve 2023-24: 0; Gains in Water Available For Use / Savings in Demand under the selected programme (Ml/d) input as +ve 2024-25: 0; Gains in Water Available For Use / Savings in Demand under the selected programme (Ml/d) input as +ve 2025-26: 0.29383; Gains in Water Available For Use / Savings in Demand under the selected programme (Ml/d) input as +ve 2026-27: 0.69112; Gains in Water Available For Use / Savings in Demand under the selected programme (Ml/d) input as +ve 2027-28: 0.97179; Gains in Water Available For Use / Savings in Demand under the selected programme (Ml/d) input as +ve 2028-29: 1.2277; Gains in Water Available For Use / Savings in Demand under the selected programme (Ml/d) input as +ve 2029-30: 1.4976; Gains in Water Available For Use / Savings in Demand under the selected programme (Ml/d) input as +ve 2030-31: 1.7529; Gains in Water Available For Use / Savings in Demand under the selected programme (Ml/d) input as +ve 2031-32: 1.9933; Gains in Water Available For Use / Savings in Demand under the selected programme (Ml/d) input as +ve 2032-33: 2.2309; Gains in Water Available For Use / Savings in Demand under the selected programme (Ml/d) input as +ve 2033-34: 2.4653; Gains in Water Available For Use / Savings in Demand under the selected programme (Ml/d) input as +ve 2034-35: 2.6977; Gains in Water Available For Use / Savings in Demand under the selected programme (Ml/d) input as +ve 2035-36: 2.8596; Gains in Water Available For Use / Savings in Demand under the selected programme (Ml/d) input as +ve 2036-37: 2.9534; Gains in Water Available For Use / Savings in Demand under the selected programme (Ml/d) input as +ve 2037-38: 3.0484; Gains in Water Available For Use / Savings in Demand under the selected programme (Ml/d) input as +ve 2038-39: 3.1447; Gains in Water Available For Use / Savings in Demand under the selected programme (Ml/d) input as +ve 2039-40: 3.2421; Gains in Water Available For Use / Savings in Demand under the selected programme (Ml/d) input as +ve 2040-41: 3.3409; Gains in Water Available For Use / Savings in Demand under the selected programme (Ml/d) input as +ve 2041-42: 3.4409; Gains in Water Available For Use / Savings in Demand under the selected programme (Ml/d) input as +ve 2042-43: 3.5423; Gains in Water Available For Use / Savings in Demand under the selected programme (Ml/d) input as +ve 2043-44: 3.645; Gains in Water Available For Use / Savings in Demand under the selected programme (Ml/d) input as +ve 2044-45: 3.7491; Gains in Water Available For Use / Savings in Demand under the selected programme (Ml/d) input as +ve 2045-46: 3.8547; Gains in Water Available For Use / Savings in Demand under the selected programme (Ml/d) input as +ve 2046-47: 3.9618; Gains in Water Available For Use / Savings in Demand under the selected programme (Ml/d) input as +ve 2047-48: 4.0703; Gains in Water Available For Use / Savings in Demand under the selected programme (Ml/d) input as +ve 2048-49: 4.1804; Gains in Water Available For Use / Savings in Demand under the selected programme (Ml/d) input as +ve 2049-50: 4.292
52dA | NHH scenario 9% | NHH | Other water efficiency | Customer Options | N | Ofwat Core | ESWESX | Ml/d | 2 | Gains in Water Available For Use / Savings in Demand under the selected programme (Ml/d) input as +ve 2021-22: 0; Gains in Water Available For Use / Savings in Demand under the selected programme (Ml/d) input as +ve 2022-23: 0; Gains in Water Available For Use / Savings in Demand under the selected programme (Ml/d) input as +ve 2023-24: 0; Gains in Water Available For Use / Savings in Demand under the selected programme (Ml/d) input as +ve 2024-25: 0; Gains in Water Available For Use / Savings in Demand under the selected programme (Ml/d) input as +ve 2025-26: 0.21882; Gains in Water Available For Use / Savings in Demand under the selected programme (Ml/d) input as +ve 2026-27: 0.43764; Gains in Water Available For Use / Savings in Demand under the selected programme (Ml/d) input as +ve 2027-28: 0.65645; Gains in Water Available For Use / Savings in Demand under the selected programme (Ml/d) input as +ve 2028-29: 0.87527; Gains in Water Available For Use / Savings in Demand under the selected programme (Ml/d) input as +ve 2029-30: 1.0941; Gains in Water Available For Use / Savings in Demand under the selected programme (Ml/d) input as +ve 2030-31: 1.592; Gains in Water Available For Use / Savings in Demand under the selected programme (Ml/d) input as +ve 2031-32: 2.0899; Gains in Water Available For Use / Savings in Demand under the selected programme (Ml/d) input as +ve 2032-33: 2.5878; Gains in Water Available For Use / Savings in Demand under the selected programme (Ml/d) input as +ve 2033-34: 3.0857; Gains in Water Available For Use / Savings in Demand under the selected programme (Ml/d) input as +ve 2034-35: 3.5836; Gains in Water Available For Use / Savings in Demand under the selected programme (Ml/d) input as +ve 2035-36: 4.0542; Gains in Water Available For Use / Savings in Demand under the selected programme (Ml/d) input as +ve 2036-37: 4.5248; Gains in Water Available For Use / Savings in Demand under the selected programme (Ml/d) input as +ve 2037-38: 4.9954; Gains in Water Available For Use / Savings in Demand under the selected programme (Ml/d) input as +ve 2038-39: 4.9954; Gains in Water Available For Use / Savings in Demand under the selected programme (Ml/d) input as +ve 2039-40: 4.9954; Gains in Water Available For Use / Savings in Demand under the selected programme (Ml/d) input as +ve 2040-41: 4.9954; Gains in Water Available For Use / Savings in Demand under the selected programme (Ml/d) input as +ve 2041-42: 4.9954; Gains in Water Available For Use / Savings in Demand under the selected programme (Ml/d) input as +ve 2042-43: 4.9954; Gains in Water Available For Use / Savings in Demand under the selected programme (Ml/d) input as +ve 2043-44: 4.9954; Gains in Water Available For Use / Savings in Demand under the selected programme (Ml/d) input as +ve 2044-45: 4.9954; Gains in Water Available For Use / Savings in Demand under the selected programme (Ml/d) input as +ve 2045-46: 4.9954; Gains in Water Available For Use / Savings in Demand under the selected programme (Ml/d) input as +ve 2046-47: 4.9954; Gains in Water Available For Use / Savings in Demand under the selected programme (Ml/d) input as +ve 2047-48: 4.9954; Gains in Water Available For Use / Savings in Demand under the selected programme (Ml/d) input as +ve 2048-49: 4.9954; Gains in Water Available For Use / Savings in Demand under the selected programme (Ml/d) input as +ve 2049-50: 4.9954
52dA | Government Led Interventions | Gov Led | Other water efficiency | Customer Options | N | Ofwat Core | ESWESX | Ml/d | 2 | Gains in Water Available For Use / Savings in Demand under the selected programme (Ml/d) input as +ve 2021-22: 0; Gains in Water Available For Use / Savings in Demand under the selected programme (Ml/d) input as +ve 2022-23: 0; Gains in Water Available For Use / Savings in Demand under the selected programme (Ml/d) input as +ve 2023-24: 0; Gains in Water Available For Use / Savings in Demand under the selected programme (Ml/d) input as +ve 2024-25: 0; Gains in Water Available For Use / Savings in Demand under the selected programme (Ml/d) input as +ve 2025-26: 0; Gains in Water Available For Use / Savings in Demand under the selected programme (Ml/d) input as +ve 2026-27: 0; Gains in Water Available For Use / Savings in Demand under the selected programme (Ml/d) input as +ve 2027-28: 0.59988; Gains in Water Available For Use / Savings in Demand under the selected programme (Ml/d) input as +ve 2028-29: 1.1975; Gains in Water Available For Use / Savings in Demand under the selected programme (Ml/d) input as +ve 2029-30: 1.7946; Gains in Water Available For Use / Savings in Demand under the selected programme (Ml/d) input as +ve 2030-31: 2.3822; Gains in Water Available For Use / Savings in Demand under the selected programme (Ml/d) input as +ve 2031-32: 2.9708; Gains in Water Available For Use / Savings in Demand under the selected programme (Ml/d) input as +ve 2032-33: 3.5502; Gains in Water Available For Use / Savings in Demand under the selected programme (Ml/d) input as +ve 2033-34: 4.7818; Gains in Water Available For Use / Savings in Demand under the selected programme (Ml/d) input as +ve 2034-35: 5.9977; Gains in Water Available For Use / Savings in Demand under the selected programme (Ml/d) input as +ve 2035-36: 7.2141; Gains in Water Available For Use / Savings in Demand under the selected programme (Ml/d) input as +ve 2036-37: 8.4273; Gains in Water Available For Use / Savings in Demand under the selected programme (Ml/d) input as +ve 2037-38: 9.6363; Gains in Water Available For Use / Savings in Demand under the selected programme (Ml/d) input as +ve 2038-39: 10.8434; Gains in Water Available For Use / Savings in Demand under the selected programme (Ml/d) input as +ve 2039-40: 12.0492; Gains in Water Available For Use / Savings in Demand under the selected programme (Ml/d) input as +ve 2040-41: 13.1339; Gains in Water Available For Use / Savings in Demand under the selected programme (Ml/d) input as +ve 2041-42: 14.3178; Gains in Water Available For Use / Savings in Demand under the selected programme (Ml/d) input as +ve 2042-43: 15.5007; Gains in Water Available For Use / Savings in Demand under the selected programme (Ml/d) input as +ve 2043-44: 15.8858; Gains in Water Available For Use / Savings in Demand under the selected programme (Ml/d) input as +ve 2044-45: 16.2764; Gains in Water Available For Use / Savings in Demand under the selected programme (Ml/d) input as +ve 2045-46: 16.6272; Gains in Water Available For Use / Savings in Demand under the selected programme (Ml/d) input as +ve 2046-47: 16.7883; Gains in Water Available For Use / Savings in Demand under the selected programme (Ml/d) input as +ve 2047-48: 17.1752; Gains in Water Available For Use / Savings in Demand under the selected programme (Ml/d) input as +ve 2048-49: 17.4441; Gains in Water Available For Use / Savings in Demand under the selected programme (Ml/d) input as +ve 2049-50: 17.8292
52dA | Metering Option 5 | DMO 5 | Metering compulsory | Customer Options | N | Ofwat Core | ESWBLY | Ml/d | 2 | Gains in Water Available For Use / Savings in Demand under the selected programme (Ml/d) input as +ve 2021-22: 0; Gains in Water Available For Use / Savings in Demand under the selected programme (Ml/d) input as +ve 2022-23: 0; Gains in Water Available For Use / Savings in Demand under the selected programme (Ml/d) input as +ve 2023-24: 0; Gains in Water Available For Use / Savings in Demand under the selected programme (Ml/d) input as +ve 2024-25: 0; Gains in Water Available For Use / Savings in Demand under the selected programme (Ml/d) input as +ve 2025-26: -0.012394; Gains in Water Available For Use / Savings in Demand under the selected programme (Ml/d) input as +ve 2026-27: -0.026198; Gains in Water Available For Use / Savings in Demand under the selected programme (Ml/d) input as +ve 2027-28: -0.029349; Gains in Water Available For Use / Savings in Demand under the selected programme (Ml/d) input as +ve 2028-29: -0.032194; Gains in Water Available For Use / Savings in Demand under the selected programme (Ml/d) input as +ve 2029-30: -0.0043355; Gains in Water Available For Use / Savings in Demand under the selected programme (Ml/d) input as +ve 2030-31: 0.047867; Gains in Water Available For Use / Savings in Demand under the selected programme (Ml/d) input as +ve 2031-32: 0.071662; Gains in Water Available For Use / Savings in Demand under the selected programme (Ml/d) input as +ve 2032-33: 0.083741; Gains in Water Available For Use / Savings in Demand under the selected programme (Ml/d) input as +ve 2033-34: 0.094356; Gains in Water Available For Use / Savings in Demand under the selected programme (Ml/d) input as +ve 2034-35: 0.10431; Gains in Water Available For Use / Savings in Demand under the selected programme (Ml/d) input as +ve 2035-36: 0.10347; Gains in Water Available For Use / Savings in Demand under the selected programme (Ml/d) input as +ve 2036-37: 0.10275; Gains in Water Available For Use / Savings in Demand under the selected programme (Ml/d) input as +ve 2037-38: 0.10215; Gains in Water Available For Use / Savings in Demand under the selected programme (Ml/d) input as +ve 2038-39: 0.10161; Gains in Water Available For Use / Savings in Demand under the selected programme (Ml/d) input as +ve 2039-40: 0.10102; Gains in Water Available For Use / Savings in Demand under the selected programme (Ml/d) input as +ve 2040-41: 0.10031; Gains in Water Available For Use / Savings in Demand under the selected programme (Ml/d) input as +ve 2041-42: 0.099836; Gains in Water Available For Use / Savings in Demand under the selected programme (Ml/d) input as +ve 2042-43: 0.099425; Gains in Water Available For Use / Savings in Demand under the selected programme (Ml/d) input as +ve 2043-44: 0.09941; Gains in Water Available For Use / Savings in Demand under the selected programme (Ml/d) input as +ve 2044-45: 0.099437; Gains in Water Available For Use / Savings in Demand under the selected programme (Ml/d) input as +ve 2045-46: 0.099467; Gains in Water Available For Use / Savings in Demand under the selected programme (Ml/d) input as +ve 2046-47: 0.09955; Gains in Water Available For Use / Savings in Demand under the selected programme (Ml/d) input as +ve 2047-48: 0.099653; Gains in Water Available For Use / Savings in Demand under the selected programme (Ml/d) input as +ve 2048-49: 0.099775; Gains in Water Available For Use / Savings in Demand under the selected programme (Ml/d) input as +ve 2049-50: 0.099896
52dA | Medium scenario | WEF Medium | Other water efficiency | Customer Options | N | Ofwat Core | ESWBLY | Ml/d | 2 | Gains in Water Available For Use / Savings in Demand under the selected programme (Ml/d) input as +ve 2021-22: 0; Gains in Water Available For Use / Savings in Demand under the selected programme (Ml/d) input as +ve 2022-23: 0; Gains in Water Available For Use / Savings in Demand under the selected programme (Ml/d) input as +ve 2023-24: 0; Gains in Water Available For Use / Savings in Demand under the selected programme (Ml/d) input as +ve 2024-25: 0; Gains in Water Available For Use / Savings in Demand under the selected programme (Ml/d) input as +ve 2025-26: 0.03569; Gains in Water Available For Use / Savings in Demand under the selected programme (Ml/d) input as +ve 2026-27: 0.07085; Gains in Water Available For Use / Savings in Demand under the selected programme (Ml/d) input as +ve 2027-28: 0.10571; Gains in Water Available For Use / Savings in Demand under the selected programme (Ml/d) input as +ve 2028-29: 0.14015; Gains in Water Available For Use / Savings in Demand under the selected programme (Ml/d) input as +ve 2029-30: 0.17383; Gains in Water Available For Use / Savings in Demand under the selected programme (Ml/d) input as +ve 2030-31: 0.20584; Gains in Water Available For Use / Savings in Demand under the selected programme (Ml/d) input as +ve 2031-32: 0.23782; Gains in Water Available For Use / Savings in Demand under the selected programme (Ml/d) input as +ve 2032-33: 0.26964; Gains in Water Available For Use / Savings in Demand under the selected programme (Ml/d) input as +ve 2033-34: 0.30117; Gains in Water Available For Use / Savings in Demand under the selected programme (Ml/d) input as +ve 2034-35: 0.33249; Gains in Water Available For Use / Savings in Demand under the selected programme (Ml/d) input as +ve 2035-36: 0.34078; Gains in Water Available For Use / Savings in Demand under the selected programme (Ml/d) input as +ve 2036-37: 0.34897; Gains in Water Available For Use / Savings in Demand under the selected programme (Ml/d) input as +ve 2037-38: 0.35727; Gains in Water Available For Use / Savings in Demand under the selected programme (Ml/d) input as +ve 2038-39: 0.36563; Gains in Water Available For Use / Savings in Demand under the selected programme (Ml/d) input as +ve 2039-40: 0.37379; Gains in Water Available For Use / Savings in Demand under the selected programme (Ml/d) input as +ve 2040-41: 0.38159; Gains in Water Available For Use / Savings in Demand under the selected programme (Ml/d) input as +ve 2041-42: 0.38953; Gains in Water Available For Use / Savings in Demand under the selected programme (Ml/d) input as +ve 2042-43: 0.39748; Gains in Water Available For Use / Savings in Demand under the selected programme (Ml/d) input as +ve 2043-44: 0.40548; Gains in Water Available For Use / Savings in Demand under the selected programme (Ml/d) input as +ve 2044-45: 0.41349; Gains in Water Available For Use / Savings in Demand under the selected programme (Ml/d) input as +ve 2045-46: 0.42116; Gains in Water Available For Use / Savings in Demand under the selected programme (Ml/d) input as +ve 2046-47: 0.42885; Gains in Water Available For Use / Savings in Demand under the selected programme (Ml/d) input as +ve 2047-48: 0.43665; Gains in Water Available For Use / Savings in Demand under the selected programme (Ml/d) input as +ve 2048-49: 0.44454; Gains in Water Available For Use / Savings in Demand under the selected programme (Ml/d) input as +ve 2049-50: 0.44401
52dA | Smart scenario | HH Smart | Other water efficiency | Customer Options | N | Ofwat Core | ESWBLY | Ml/d | 2 | Gains in Water Available For Use / Savings in Demand under the selected programme (Ml/d) input as +ve 2021-22: 0; Gains in Water Available For Use / Savings in Demand under the selected programme (Ml/d) input as +ve 2022-23: 0; Gains in Water Available For Use / Savings in Demand under the selected programme (Ml/d) input as +ve 2023-24: 0; Gains in Water Available For Use / Savings in Demand under the selected programme (Ml/d) input as +ve 2024-25: 0; Gains in Water Available For Use / Savings in Demand under the selected programme (Ml/d) input as +ve 2025-26: 0.013178; Gains in Water Available For Use / Savings in Demand under the selected programme (Ml/d) input as +ve 2026-27: 0.039369; Gains in Water Available For Use / Savings in Demand under the selected programme (Ml/d) input as +ve 2027-28: 0.043888; Gains in Water Available For Use / Savings in Demand under the selected programme (Ml/d) input as +ve 2028-29: 0.083937; Gains in Water Available For Use / Savings in Demand under the selected programme (Ml/d) input as +ve 2029-30: 0.12562; Gains in Water Available For Use / Savings in Demand under the selected programme (Ml/d) input as +ve 2030-31: 0.14181; Gains in Water Available For Use / Savings in Demand under the selected programme (Ml/d) input as +ve 2031-32: 0.15805; Gains in Water Available For Use / Savings in Demand under the selected programme (Ml/d) input as +ve 2032-33: 0.1742; Gains in Water Available For Use / Savings in Demand under the selected programme (Ml/d) input as +ve 2033-34: 0.1902; Gains in Water Available For Use / Savings in Demand under the selected programme (Ml/d) input as +ve 2034-35: 0.2061; Gains in Water Available For Use / Savings in Demand under the selected programme (Ml/d) input as +ve 2035-36: 0.2055; Gains in Water Available For Use / Savings in Demand under the selected programme (Ml/d) input as +ve 2036-37: 0.20485; Gains in Water Available For Use / Savings in Demand under the selected programme (Ml/d) input as +ve 2037-38: 0.20428; Gains in Water Available For Use / Savings in Demand under the selected programme (Ml/d) input as +ve 2038-39: 0.20376; Gains in Water Available For Use / Savings in Demand under the selected programme (Ml/d) input as +ve 2039-40: 0.20317; Gains in Water Available For Use / Savings in Demand under the selected programme (Ml/d) input as +ve 2040-41: 0.20257; Gains in Water Available For Use / Savings in Demand under the selected programme (Ml/d) input as +ve 2041-42: 0.20204; Gains in Water Available For Use / Savings in Demand under the selected programme (Ml/d) input as +ve 2042-43: 0.20155; Gains in Water Available For Use / Savings in Demand under the selected programme (Ml/d) input as +ve 2043-44: 0.2011; Gains in Water Available For Use / Savings in Demand under the selected programme (Ml/d) input as +ve 2044-45: 0.20067; Gains in Water Available For Use / Savings in Demand under the selected programme (Ml/d) input as +ve 2045-46: 0.20025; Gains in Water Available For Use / Savings in Demand under the selected programme (Ml/d) input as +ve 2046-47: 0.19986; Gains in Water Available For Use / Savings in Demand under the selected programme (Ml/d) input as +ve 2047-48: 0.19953; Gains in Water Available For Use / Savings in Demand under the selected programme (Ml/d) input as +ve 2048-49: 0.19926; Gains in Water Available For Use / Savings in Demand under the selected programme (Ml/d) input as +ve 2049-50: 0.20749
52cA | 40% reduction by 2050 - DL | LEAK 2 | Other leakage control | Distribution Options | N | Ofwat Core | ESWBLY | Ml/d | 2 | Gains in Water Available For Use / Savings in Demand under the selected programme (Ml/d) input as +ve 2021-22: 0; Gains in Water Available For Use / Savings in Demand under the selected programme (Ml/d) input as +ve 2022-23: 0; Gains in Water Available For Use / Savings in Demand under the selected programme (Ml/d) input as +ve 2023-24: 0; Gains in Water Available For Use / Savings in Demand under the selected programme (Ml/d) input as +ve 2024-25: 0; Gains in Water Available For Use / Savings in Demand under the selected programme (Ml/d) input as +ve 2025-26: 0.016013; Gains in Water Available For Use / Savings in Demand under the selected programme (Ml/d) input as +ve 2026-27: 0.032298; Gains in Water Available For Use / Savings in Demand under the selected programme (Ml/d) input as +ve 2027-28: 0.046891; Gains in Water Available For Use / Savings in Demand under the selected programme (Ml/d) input as +ve 2028-29: 0.061476; Gains in Water Available For Use / Savings in Demand under the selected programme (Ml/d) input as +ve 2029-30: 0.067705; Gains in Water Available For Use / Savings in Demand under the selected programme (Ml/d) input as +ve 2030-31: 0.06822; Gains in Water Available For Use / Savings in Demand under the selected programme (Ml/d) input as +ve 2031-32: 0.076905; Gains in Water Available For Use / Savings in Demand under the selected programme (Ml/d) input as +ve 2032-33: 0.091173; Gains in Water Available For Use / Savings in Demand under the selected programme (Ml/d) input as +ve 2033-34: 0.10543; Gains in Water Available For Use / Savings in Demand under the selected programme (Ml/d) input as +ve 2034-35: 0.11967; Gains in Water Available For Use / Savings in Demand under the selected programme (Ml/d) input as +ve 2035-36: 0.13389; Gains in Water Available For Use / Savings in Demand under the selected programme (Ml/d) input as +ve 2036-37: 0.1481; Gains in Water Available For Use / Savings in Demand under the selected programme (Ml/d) input as +ve 2037-38: 0.1623; Gains in Water Available For Use / Savings in Demand under the selected programme (Ml/d) input as +ve 2038-39: 0.17649; Gains in Water Available For Use / Savings in Demand under the selected programme (Ml/d) input as +ve 2039-40: 0.19066; Gains in Water Available For Use / Savings in Demand under the selected programme (Ml/d) input as +ve 2040-41: 0.20482; Gains in Water Available For Use / Savings in Demand under the selected programme (Ml/d) input as +ve 2041-42: 0.21896; Gains in Water Available For Use / Savings in Demand under the selected programme (Ml/d) input as +ve 2042-43: 0.23309; Gains in Water Available For Use / Savings in Demand under the selected programme (Ml/d) input as +ve 2043-44: 0.2472; Gains in Water Available For Use / Savings in Demand under the selected programme (Ml/d) input as +ve 2044-45: 0.26131; Gains in Water Available For Use / Savings in Demand under the selected programme (Ml/d) input as +ve 2045-46: 0.2754; Gains in Water Available For Use / Savings in Demand under the selected programme (Ml/d) input as +ve 2046-47: 0.28948; Gains in Water Available For Use / Savings in Demand under the selected programme (Ml/d) input as +ve 2047-48: 0.30356; Gains in Water Available For Use / Savings in Demand under the selected programme (Ml/d) input as +ve 2048-49: 0.31762; Gains in Water Available For Use / Savings in Demand under the selected programme (Ml/d) input as +ve 2049-50: 0.33168
52dA | 40% reduction by 2050 - SPL | LEAK 4 | Supply pipe repairs / replacement | Customer Options | N | Ofwat Core | ESWBLY | Ml/d | 2 | Gains in Water Available For Use / Savings in Demand under the selected programme (Ml/d) input as +ve 2021-22: 0; Gains in Water Available For Use / Savings in Demand under the selected programme (Ml/d) input as +ve 2022-23: 0; Gains in Water Available For Use / Savings in Demand under the selected programme (Ml/d) input as +ve 2023-24: 0; Gains in Water Available For Use / Savings in Demand under the selected programme (Ml/d) input as +ve 2024-25: 0; Gains in Water Available For Use / Savings in Demand under the selected programme (Ml/d) input as +ve 2025-26: -0.00034263; Gains in Water Available For Use / Savings in Demand under the selected programme (Ml/d) input as +ve 2026-27: -0.00095738; Gains in Water Available For Use / Savings in Demand under the selected programme (Ml/d) input as +ve 2027-28: 0.00011927; Gains in Water Available For Use / Savings in Demand under the selected programme (Ml/d) input as +ve 2028-29: 0.0012047; Gains in Water Available For Use / Savings in Demand under the selected programme (Ml/d) input as +ve 2029-30: 0.010646; Gains in Water Available For Use / Savings in Demand under the selected programme (Ml/d) input as +ve 2030-31: 0.025801; Gains in Water Available For Use / Savings in Demand under the selected programme (Ml/d) input as +ve 2031-32: 0.032787; Gains in Water Available For Use / Savings in Demand under the selected programme (Ml/d) input as +ve 2032-33: 0.034188; Gains in Water Available For Use / Savings in Demand under the selected programme (Ml/d) input as +ve 2033-34: 0.035604; Gains in Water Available For Use / Savings in Demand under the selected programme (Ml/d) input as +ve 2034-35: 0.037034; Gains in Water Available For Use / Savings in Demand under the selected programme (Ml/d) input as +ve 2035-36: 0.038479; Gains in Water Available For Use / Savings in Demand under the selected programme (Ml/d) input as +ve 2036-37: 0.039938; Gains in Water Available For Use / Savings in Demand under the selected programme (Ml/d) input as +ve 2037-38: 0.04141; Gains in Water Available For Use / Savings in Demand under the selected programme (Ml/d) input as +ve 2038-39: 0.042894; Gains in Water Available For Use / Savings in Demand under the selected programme (Ml/d) input as +ve 2039-40: 0.044389; Gains in Water Available For Use / Savings in Demand under the selected programme (Ml/d) input as +ve 2040-41: 0.045903; Gains in Water Available For Use / Savings in Demand under the selected programme (Ml/d) input as +ve 2041-42: 0.047435; Gains in Water Available For Use / Savings in Demand under the selected programme (Ml/d) input as +ve 2042-43: 0.048978; Gains in Water Available For Use / Savings in Demand under the selected programme (Ml/d) input as +ve 2043-44: 0.050533; Gains in Water Available For Use / Savings in Demand under the selected programme (Ml/d) input as +ve 2044-45: 0.052099; Gains in Water Available For Use / Savings in Demand under the selected programme (Ml/d) input as +ve 2045-46: 0.053676; Gains in Water Available For Use / Savings in Demand under the selected programme (Ml/d) input as +ve 2046-47: 0.055263; Gains in Water Available For Use / Savings in Demand under the selected programme (Ml/d) input as +ve 2047-48: 0.056858; Gains in Water Available For Use / Savings in Demand under the selected programme (Ml/d) input as +ve 2048-49: 0.058461; Gains in Water Available For Use / Savings in Demand under the selected programme (Ml/d) input as +ve 2049-50: 0.060072
52dA | NHH scenario 9% | NHH | Other water efficiency | Customer Options | N | Ofwat Core | ESWBLY | Ml/d | 2 | Gains in Water Available For Use / Savings in Demand under the selected programme (Ml/d) input as +ve 2021-22: 0; Gains in Water Available For Use / Savings in Demand under the selected programme (Ml/d) input as +ve 2022-23: 0; Gains in Water Available For Use / Savings in Demand under the selected programme (Ml/d) input as +ve 2023-24: 0; Gains in Water Available For Use / Savings in Demand under the selected programme (Ml/d) input as +ve 2024-25: 0; Gains in Water Available For Use / Savings in Demand under the selected programme (Ml/d) input as +ve 2025-26: 0.010145; Gains in Water Available For Use / Savings in Demand under the selected programme (Ml/d) input as +ve 2026-27: 0.020289; Gains in Water Available For Use / Savings in Demand under the selected programme (Ml/d) input as +ve 2027-28: 0.030434; Gains in Water Available For Use / Savings in Demand under the selected programme (Ml/d) input as +ve 2028-29: 0.040578; Gains in Water Available For Use / Savings in Demand under the selected programme (Ml/d) input as +ve 2029-30: 0.050723; Gains in Water Available For Use / Savings in Demand under the selected programme (Ml/d) input as +ve 2030-31: 0.072468; Gains in Water Available For Use / Savings in Demand under the selected programme (Ml/d) input as +ve 2031-32: 0.094213; Gains in Water Available For Use / Savings in Demand under the selected programme (Ml/d) input as +ve 2032-33: 0.11596; Gains in Water Available For Use / Savings in Demand under the selected programme (Ml/d) input as +ve 2033-34: 0.1377; Gains in Water Available For Use / Savings in Demand under the selected programme (Ml/d) input as +ve 2034-35: 0.15945; Gains in Water Available For Use / Savings in Demand under the selected programme (Ml/d) input as +ve 2035-36: 0.17965; Gains in Water Available For Use / Savings in Demand under the selected programme (Ml/d) input as +ve 2036-37: 0.19984; Gains in Water Available For Use / Savings in Demand under the selected programme (Ml/d) input as +ve 2037-38: 0.22004; Gains in Water Available For Use / Savings in Demand under the selected programme (Ml/d) input as +ve 2038-39: 0.22004; Gains in Water Available For Use / Savings in Demand under the selected programme (Ml/d) input as +ve 2039-40: 0.22004; Gains in Water Available For Use / Savings in Demand under the selected programme (Ml/d) input as +ve 2040-41: 0.22004; Gains in Water Available For Use / Savings in Demand under the selected programme (Ml/d) input as +ve 2041-42: 0.22004; Gains in Water Available For Use / Savings in Demand under the selected programme (Ml/d) input as +ve 2042-43: 0.22004; Gains in Water Available For Use / Savings in Demand under the selected programme (Ml/d) input as +ve 2043-44: 0.22004; Gains in Water Available For Use / Savings in Demand under the selected programme (Ml/d) input as +ve 2044-45: 0.22004; Gains in Water Available For Use / Savings in Demand under the selected programme (Ml/d) input as +ve 2045-46: 0.22004; Gains in Water Available For Use / Savings in Demand under the selected programme (Ml/d) input as +ve 2046-47: 0.22004; Gains in Water Available For Use / Savings in Demand under the selected programme (Ml/d) input as +ve 2047-48: 0.22004; Gains in Water Available For Use / Savings in Demand under the selected programme (Ml/d) input as +ve 2048-49: 0.22004; Gains in Water Available For Use / Savings in Demand under the selected programme (Ml/d) input as +ve 2049-50: 0.22004
52dA | Government Led Interventions | Gov Led | Other water efficiency | Customer Options | N | Ofwat Core | ESWBLY | Ml/d | 2 | Gains in Water Available For Use / Savings in Demand under the selected programme (Ml/d) input as +ve 2021-22: 0; Gains in Water Available For Use / Savings in Demand under the selected programme (Ml/d) input as +ve 2022-23: 0; Gains in Water Available For Use / Savings in Demand under the selected programme (Ml/d) input as +ve 2023-24: 0; Gains in Water Available For Use / Savings in Demand under the selected programme (Ml/d) input as +ve 2024-25: 0; Gains in Water Available For Use / Savings in Demand under the selected programme (Ml/d) input as +ve 2025-26: 0; Gains in Water Available For Use / Savings in Demand under the selected programme (Ml/d) input as +ve 2026-27: 0; Gains in Water Available For Use / Savings in Demand under the selected programme (Ml/d) input as +ve 2027-28: 0.012316; Gains in Water Available For Use / Savings in Demand under the selected programme (Ml/d) input as +ve 2028-29: 0.024493; Gains in Water Available For Use / Savings in Demand under the selected programme (Ml/d) input as +ve 2029-30: 0.036494; Gains in Water Available For Use / Savings in Demand under the selected programme (Ml/d) input as +ve 2030-31: 0.048407; Gains in Water Available For Use / Savings in Demand under the selected programme (Ml/d) input as +ve 2031-32: 0.060275; Gains in Water Available For Use / Savings in Demand under the selected programme (Ml/d) input as +ve 2032-33: 0.072075; Gains in Water Available For Use / Savings in Demand under the selected programme (Ml/d) input as +ve 2033-34: 0.09694; Gains in Water Available For Use / Savings in Demand under the selected programme (Ml/d) input as +ve 2034-35: 0.12163; Gains in Water Available For Use / Savings in Demand under the selected programme (Ml/d) input as +ve 2035-36: 0.14621; Gains in Water Available For Use / Savings in Demand under the selected programme (Ml/d) input as +ve 2036-37: 0.17063; Gains in Water Available For Use / Savings in Demand under the selected programme (Ml/d) input as +ve 2037-38: 0.19495; Gains in Water Available For Use / Savings in Demand under the selected programme (Ml/d) input as +ve 2038-39: 0.21921; Gains in Water Available For Use / Savings in Demand under the selected programme (Ml/d) input as +ve 2039-40: 0.24321; Gains in Water Available For Use / Savings in Demand under the selected programme (Ml/d) input as +ve 2040-41: 0.26705; Gains in Water Available For Use / Savings in Demand under the selected programme (Ml/d) input as +ve 2041-42: 0.29089; Gains in Water Available For Use / Savings in Demand under the selected programme (Ml/d) input as +ve 2042-43: 0.31469; Gains in Water Available For Use / Savings in Demand under the selected programme (Ml/d) input as +ve 2043-44: 0.32223; Gains in Water Available For Use / Savings in Demand under the selected programme (Ml/d) input as +ve 2044-45: 0.32982; Gains in Water Available For Use / Savings in Demand under the selected programme (Ml/d) input as +ve 2045-46: 0.33738; Gains in Water Available For Use / Savings in Demand under the selected programme (Ml/d) input as +ve 2046-47: 0.34497; Gains in Water Available For Use / Savings in Demand under the selected programme (Ml/d) input as +ve 2047-48: 0.35268; Gains in Water Available For Use / Savings in Demand under the selected programme (Ml/d) input as +ve 2048-49: 0.36049; Gains in Water Available For Use / Savings in Demand under the selected programme (Ml/d) input as +ve 2049-50: 0.36836
52dA | Metering Option 5 | DMO 5 | Metering compulsory | Customer Options | N | Ofwat Core | ESWHRT | Ml/d | 2 | Gains in Water Available For Use / Savings in Demand under the selected programme (Ml/d) input as +ve 2021-22: 0; Gains in Water Available For Use / Savings in Demand under the selected programme (Ml/d) input as +ve 2022-23: 2.5757e-14; Gains in Water Available For Use / Savings in Demand under the selected programme (Ml/d) input as +ve 2023-24: 4.0856e-14; Gains in Water Available For Use / Savings in Demand under the selected programme (Ml/d) input as +ve 2024-25: 0; Gains in Water Available For Use / Savings in Demand under the selected programme (Ml/d) input as +ve 2025-26: 0.028223; Gains in Water Available For Use / Savings in Demand under the selected programme (Ml/d) input as +ve 2026-27: 0.051024; Gains in Water Available For Use / Savings in Demand under the selected programme (Ml/d) input as +ve 2027-28: -0.034635; Gains in Water Available For Use / Savings in Demand under the selected programme (Ml/d) input as +ve 2028-29: -0.040982; Gains in Water Available For Use / Savings in Demand under the selected programme (Ml/d) input as +ve 2029-30: -0.044941; Gains in Water Available For Use / Savings in Demand under the selected programme (Ml/d) input as +ve 2030-31: -0.047758; Gains in Water Available For Use / Savings in Demand under the selected programme (Ml/d) input as +ve 2031-32: -0.048309; Gains in Water Available For Use / Savings in Demand under the selected programme (Ml/d) input as +ve 2032-33: -0.047194; Gains in Water Available For Use / Savings in Demand under the selected programme (Ml/d) input as +ve 2033-34: -0.045688; Gains in Water Available For Use / Savings in Demand under the selected programme (Ml/d) input as +ve 2034-35: -0.04385; Gains in Water Available For Use / Savings in Demand under the selected programme (Ml/d) input as +ve 2035-36: -0.042511; Gains in Water Available For Use / Savings in Demand under the selected programme (Ml/d) input as +ve 2036-37: -0.040812; Gains in Water Available For Use / Savings in Demand under the selected programme (Ml/d) input as +ve 2037-38: -0.038842; Gains in Water Available For Use / Savings in Demand under the selected programme (Ml/d) input as +ve 2038-39: -0.036735; Gains in Water Available For Use / Savings in Demand under the selected programme (Ml/d) input as +ve 2039-40: -0.034515; Gains in Water Available For Use / Savings in Demand under the selected programme (Ml/d) input as +ve 2040-41: -0.032991; Gains in Water Available For Use / Savings in Demand under the selected programme (Ml/d) input as +ve 2041-42: -0.030526; Gains in Water Available For Use / Savings in Demand under the selected programme (Ml/d) input as +ve 2042-43: -0.028288; Gains in Water Available For Use / Savings in Demand under the selected programme (Ml/d) input as +ve 2043-44: -0.026948; Gains in Water Available For Use / Savings in Demand under the selected programme (Ml/d) input as +ve 2044-45: -0.026745; Gains in Water Available For Use / Savings in Demand under the selected programme (Ml/d) input as +ve 2045-46: -0.026598; Gains in Water Available For Use / Savings in Demand under the selected programme (Ml/d) input as +ve 2046-47: -0.026563; Gains in Water Available For Use / Savings in Demand under the selected programme (Ml/d) input as +ve 2047-48: -0.026636; Gains in Water Available For Use / Savings in Demand under the selected programme (Ml/d) input as +ve 2048-49: -0.026832; Gains in Water Available For Use / Savings in Demand under the selected programme (Ml/d) input as +ve 2049-50: -0.026965
52dA | Medium scenario | WEF Medium | Other water efficiency | Customer Options | N | Ofwat Core | ESWHRT | Ml/d | 2 | Gains in Water Available For Use / Savings in Demand under the selected programme (Ml/d) input as +ve 2021-22: 0; Gains in Water Available For Use / Savings in Demand under the selected programme (Ml/d) input as +ve 2022-23: 0; Gains in Water Available For Use / Savings in Demand under the selected programme (Ml/d) input as +ve 2023-24: 0; Gains in Water Available For Use / Savings in Demand under the selected programme (Ml/d) input as +ve 2024-25: 0; Gains in Water Available For Use / Savings in Demand under the selected programme (Ml/d) input as +ve 2025-26: 0.026466; Gains in Water Available For Use / Savings in Demand under the selected programme (Ml/d) input as +ve 2026-27: 0.052703; Gains in Water Available For Use / Savings in Demand under the selected programme (Ml/d) input as +ve 2027-28: 0.078838; Gains in Water Available For Use / Savings in Demand under the selected programme (Ml/d) input as +ve 2028-29: 0.10477; Gains in Water Available For Use / Savings in Demand under the selected programme (Ml/d) input as +ve 2029-30: 0.13038; Gains in Water Available For Use / Savings in Demand under the selected programme (Ml/d) input as +ve 2030-31: 0.15447; Gains in Water Available For Use / Savings in Demand under the selected programme (Ml/d) input as +ve 2031-32: 0.17839; Gains in Water Available For Use / Savings in Demand under the selected programme (Ml/d) input as +ve 2032-33: 0.20212; Gains in Water Available For Use / Savings in Demand under the selected programme (Ml/d) input as +ve 2033-34: 0.2257; Gains in Water Available For Use / Savings in Demand under the selected programme (Ml/d) input as +ve 2034-35: 0.24916; Gains in Water Available For Use / Savings in Demand under the selected programme (Ml/d) input as +ve 2035-36: 0.27207; Gains in Water Available For Use / Savings in Demand under the selected programme (Ml/d) input as +ve 2036-37: 0.29486; Gains in Water Available For Use / Savings in Demand under the selected programme (Ml/d) input as +ve 2037-38: 0.31769; Gains in Water Available For Use / Savings in Demand under the selected programme (Ml/d) input as +ve 2038-39: 0.34039; Gains in Water Available For Use / Savings in Demand under the selected programme (Ml/d) input as +ve 2039-40: 0.36273; Gains in Water Available For Use / Savings in Demand under the selected programme (Ml/d) input as +ve 2040-41: 0.38414; Gains in Water Available For Use / Savings in Demand under the selected programme (Ml/d) input as +ve 2041-42: 0.40546; Gains in Water Available For Use / Savings in Demand under the selected programme (Ml/d) input as +ve 2042-43: 0.42676; Gains in Water Available For Use / Savings in Demand under the selected programme (Ml/d) input as +ve 2043-44: 0.44802; Gains in Water Available For Use / Savings in Demand under the selected programme (Ml/d) input as +ve 2044-45: 0.44686; Gains in Water Available For Use / Savings in Demand under the selected programme (Ml/d) input as +ve 2045-46: 0.44567; Gains in Water Available For Use / Savings in Demand under the selected programme (Ml/d) input as +ve 2046-47: 0.4445; Gains in Water Available For Use / Savings in Demand under the selected programme (Ml/d) input as +ve 2047-48: 0.44352; Gains in Water Available For Use / Savings in Demand under the selected programme (Ml/d) input as +ve 2048-49: 0.44272; Gains in Water Available For Use / Savings in Demand under the selected programme (Ml/d) input as +ve 2049-50: 0.44206
52dA | Smart scenario | HH Smart | Other water efficiency | Customer Options | N | Ofwat Core | ESWHRT | Ml/d | 2 | Gains in Water Available For Use / Savings in Demand under the selected programme (Ml/d) input as +ve 2021-22: 0; Gains in Water Available For Use / Savings in Demand under the selected programme (Ml/d) input as +ve 2022-23: 0; Gains in Water Available For Use / Savings in Demand under the selected programme (Ml/d) input as +ve 2023-24: 0; Gains in Water Available For Use / Savings in Demand under the selected programme (Ml/d) input as +ve 2024-25: 0; Gains in Water Available For Use / Savings in Demand under the selected programme (Ml/d) input as +ve 2025-26: 0.00076894; Gains in Water Available For Use / Savings in Demand under the selected programme (Ml/d) input as +ve 2026-27: 0.0091903; Gains in Water Available For Use / Savings in Demand under the selected programme (Ml/d) input as +ve 2027-28: 0.0022905; Gains in Water Available For Use / Savings in Demand under the selected programme (Ml/d) input as +ve 2028-29: 0.003044; Gains in Water Available For Use / Savings in Demand under the selected programme (Ml/d) input as +ve 2029-30: 0.003788; Gains in Water Available For Use / Savings in Demand under the selected programme (Ml/d) input as +ve 2030-31: 0.0045073; Gains in Water Available For Use / Savings in Demand under the selected programme (Ml/d) input as +ve 2031-32: 0.0052213; Gains in Water Available For Use / Savings in Demand under the selected programme (Ml/d) input as +ve 2032-33: 0.0059298; Gains in Water Available For Use / Savings in Demand under the selected programme (Ml/d) input as +ve 2033-34: 0.0066337; Gains in Water Available For Use / Savings in Demand under the selected programme (Ml/d) input as +ve 2034-35: 0.007334; Gains in Water Available For Use / Savings in Demand under the selected programme (Ml/d) input as +ve 2035-36: 0.0073103; Gains in Water Available For Use / Savings in Demand under the selected programme (Ml/d) input as +ve 2036-37: 0.0072876; Gains in Water Available For Use / Savings in Demand under the selected programme (Ml/d) input as +ve 2037-38: 0.0072689; Gains in Water Available For Use / Savings in Demand under the selected programme (Ml/d) input as +ve 2038-39: 0.0072502; Gains in Water Available For Use / Savings in Demand under the selected programme (Ml/d) input as +ve 2039-40: 0.0072268; Gains in Water Available For Use / Savings in Demand under the selected programme (Ml/d) input as +ve 2040-41: 0.0072019; Gains in Water Available For Use / Savings in Demand under the selected programme (Ml/d) input as +ve 2041-42: 0.0071781; Gains in Water Available For Use / Savings in Demand under the selected programme (Ml/d) input as +ve 2042-43: 0.0071565; Gains in Water Available For Use / Savings in Demand under the selected programme (Ml/d) input as +ve 2043-44: 0.0071365; Gains in Water Available For Use / Savings in Demand under the selected programme (Ml/d) input as +ve 2044-45: 0.0071179; Gains in Water Available For Use / Savings in Demand under the selected programme (Ml/d) input as +ve 2045-46: 0.007099; Gains in Water Available For Use / Savings in Demand under the selected programme (Ml/d) input as +ve 2046-47: 0.0070803; Gains in Water Available For Use / Savings in Demand under the selected programme (Ml/d) input as +ve 2047-48: 0.0070648; Gains in Water Available For Use / Savings in Demand under the selected programme (Ml/d) input as +ve 2048-49: 0.007052; Gains in Water Available For Use / Savings in Demand under the selected programme (Ml/d) input as +ve 2049-50: 0.0070416
52cA | 40% reduction by 2050 - DL | LEAK 2 | Other leakage control | Distribution Options | N | Ofwat Core | ESWHRT | Ml/d | 2 | Gains in Water Available For Use / Savings in Demand under the selected programme (Ml/d) input as +ve 2021-22: 0; Gains in Water Available For Use / Savings in Demand under the selected programme (Ml/d) input as +ve 2022-23: 0; Gains in Water Available For Use / Savings in Demand under the selected programme (Ml/d) input as +ve 2023-24: 0; Gains in Water Available For Use / Savings in Demand under the selected programme (Ml/d) input as +ve 2024-25: 0; Gains in Water Available For Use / Savings in Demand under the selected programme (Ml/d) input as +ve 2025-26: -0.0016146; Gains in Water Available For Use / Savings in Demand under the selected programme (Ml/d) input as +ve 2026-27: -0.0028628; Gains in Water Available For Use / Savings in Demand under the selected programme (Ml/d) input as +ve 2027-28: 0.0042862; Gains in Water Available For Use / Savings in Demand under the selected programme (Ml/d) input as +ve 2028-29: 0.011415; Gains in Water Available For Use / Savings in Demand under the selected programme (Ml/d) input as +ve 2029-30: 0.018531; Gains in Water Available For Use / Savings in Demand under the selected programme (Ml/d) input as +ve 2030-31: 0.025451; Gains in Water Available For Use / Savings in Demand under the selected programme (Ml/d) input as +ve 2031-32: 0.03218; Gains in Water Available For Use / Savings in Demand under the selected programme (Ml/d) input as +ve 2032-33: 0.0389; Gains in Water Available For Use / Savings in Demand under the selected programme (Ml/d) input as +ve 2033-34: 0.045608; Gains in Water Available For Use / Savings in Demand under the selected programme (Ml/d) input as +ve 2034-35: 0.052305; Gains in Water Available For Use / Savings in Demand under the selected programme (Ml/d) input as +ve 2035-36: 0.05899; Gains in Water Available For Use / Savings in Demand under the selected programme (Ml/d) input as +ve 2036-37: 0.065666; Gains in Water Available For Use / Savings in Demand under the selected programme (Ml/d) input as +ve 2037-38: 0.072333; Gains in Water Available For Use / Savings in Demand under the selected programme (Ml/d) input as +ve 2038-39: 0.07899; Gains in Water Available For Use / Savings in Demand under the selected programme (Ml/d) input as +ve 2039-40: 0.085637; Gains in Water Available For Use / Savings in Demand under the selected programme (Ml/d) input as +ve 2040-41: 0.092272; Gains in Water Available For Use / Savings in Demand under the selected programme (Ml/d) input as +ve 2041-42: 0.098894; Gains in Water Available For Use / Savings in Demand under the selected programme (Ml/d) input as +ve 2042-43: 0.10551; Gains in Water Available For Use / Savings in Demand under the selected programme (Ml/d) input as +ve 2043-44: 0.11211; Gains in Water Available For Use / Savings in Demand under the selected programme (Ml/d) input as +ve 2044-45: 0.11871; Gains in Water Available For Use / Savings in Demand under the selected programme (Ml/d) input as +ve 2045-46: 0.1253; Gains in Water Available For Use / Savings in Demand under the selected programme (Ml/d) input as +ve 2046-47: 0.13189; Gains in Water Available For Use / Savings in Demand under the selected programme (Ml/d) input as +ve 2047-48: 0.13846; Gains in Water Available For Use / Savings in Demand under the selected programme (Ml/d) input as +ve 2048-49: 0.14503; Gains in Water Available For Use / Savings in Demand under the selected programme (Ml/d) input as +ve 2049-50: 0.15158
52dA | 40% reduction by 2050 - SPL | LEAK 4 | Supply pipe repairs / replacement | Customer Options | N | Ofwat Core | ESWHRT | Ml/d | 2 | Gains in Water Available For Use / Savings in Demand under the selected programme (Ml/d) input as +ve 2021-22: 0; Gains in Water Available For Use / Savings in Demand under the selected programme (Ml/d) input as +ve 2022-23: 0; Gains in Water Available For Use / Savings in Demand under the selected programme (Ml/d) input as +ve 2023-24: 0; Gains in Water Available For Use / Savings in Demand under the selected programme (Ml/d) input as +ve 2024-25: 0; Gains in Water Available For Use / Savings in Demand under the selected programme (Ml/d) input as +ve 2025-26: 0.009204; Gains in Water Available For Use / Savings in Demand under the selected programme (Ml/d) input as +ve 2026-27: 0.018042; Gains in Water Available For Use / Savings in Demand under the selected programme (Ml/d) input as +ve 2027-28: 0.018482; Gains in Water Available For Use / Savings in Demand under the selected programme (Ml/d) input as +ve 2028-29: 0.018942; Gains in Water Available For Use / Savings in Demand under the selected programme (Ml/d) input as +ve 2029-30: 0.019416; Gains in Water Available For Use / Savings in Demand under the selected programme (Ml/d) input as +ve 2030-31: 0.020085; Gains in Water Available For Use / Savings in Demand under the selected programme (Ml/d) input as +ve 2031-32: 0.020946; Gains in Water Available For Use / Savings in Demand under the selected programme (Ml/d) input as +ve 2032-33: 0.021815; Gains in Water Available For Use / Savings in Demand under the selected programme (Ml/d) input as +ve 2033-34: 0.022697; Gains in Water Available For Use / Savings in Demand under the selected programme (Ml/d) input as +ve 2034-35: 0.023589; Gains in Water Available For Use / Savings in Demand under the selected programme (Ml/d) input as +ve 2035-36: 0.024493; Gains in Water Available For Use / Savings in Demand under the selected programme (Ml/d) input as +ve 2036-37: 0.025407; Gains in Water Available For Use / Savings in Demand under the selected programme (Ml/d) input as +ve 2037-38: 0.026329; Gains in Water Available For Use / Savings in Demand under the selected programme (Ml/d) input as +ve 2038-39: 0.027262; Gains in Water Available For Use / Savings in Demand under the selected programme (Ml/d) input as +ve 2039-40: 0.028204; Gains in Water Available For Use / Savings in Demand under the selected programme (Ml/d) input as +ve 2040-41: 0.029158; Gains in Water Available For Use / Savings in Demand under the selected programme (Ml/d) input as +ve 2041-42: 0.030125; Gains in Water Available For Use / Savings in Demand under the selected programme (Ml/d) input as +ve 2042-43: 0.031101; Gains in Water Available For Use / Savings in Demand under the selected programme (Ml/d) input as +ve 2043-44: 0.032084; Gains in Water Available For Use / Savings in Demand under the selected programme (Ml/d) input as +ve 2044-45: 0.033075; Gains in Water Available For Use / Savings in Demand under the selected programme (Ml/d) input as +ve 2045-46: 0.034074; Gains in Water Available For Use / Savings in Demand under the selected programme (Ml/d) input as +ve 2046-47: 0.035081; Gains in Water Available For Use / Savings in Demand under the selected programme (Ml/d) input as +ve 2047-48: 0.036096; Gains in Water Available For Use / Savings in Demand under the selected programme (Ml/d) input as +ve 2048-49: 0.03712; Gains in Water Available For Use / Savings in Demand under the selected programme (Ml/d) input as +ve 2049-50: 0.038154
52dA | NHH scenario 9% | NHH | Other water efficiency | Customer Options | N | Ofwat Core | ESWHRT | Ml/d | 2 | Gains in Water Available For Use / Savings in Demand under the selected programme (Ml/d) input as +ve 2021-22: 0; Gains in Water Available For Use / Savings in Demand under the selected programme (Ml/d) input as +ve 2022-23: 0; Gains in Water Available For Use / Savings in Demand under the selected programme (Ml/d) input as +ve 2023-24: 0; Gains in Water Available For Use / Savings in Demand under the selected programme (Ml/d) input as +ve 2024-25: 0; Gains in Water Available For Use / Savings in Demand under the selected programme (Ml/d) input as +ve 2025-26: 0.0076396; Gains in Water Available For Use / Savings in Demand under the selected programme (Ml/d) input as +ve 2026-27: 0.015279; Gains in Water Available For Use / Savings in Demand under the selected programme (Ml/d) input as +ve 2027-28: 0.022919; Gains in Water Available For Use / Savings in Demand under the selected programme (Ml/d) input as +ve 2028-29: 0.030558; Gains in Water Available For Use / Savings in Demand under the selected programme (Ml/d) input as +ve 2029-30: 0.038198; Gains in Water Available For Use / Savings in Demand under the selected programme (Ml/d) input as +ve 2030-31: 0.054573; Gains in Water Available For Use / Savings in Demand under the selected programme (Ml/d) input as +ve 2031-32: 0.070949; Gains in Water Available For Use / Savings in Demand under the selected programme (Ml/d) input as +ve 2032-33: 0.087324; Gains in Water Available For Use / Savings in Demand under the selected programme (Ml/d) input as +ve 2033-34: 0.1037; Gains in Water Available For Use / Savings in Demand under the selected programme (Ml/d) input as +ve 2034-35: 0.12008; Gains in Water Available For Use / Savings in Demand under the selected programme (Ml/d) input as +ve 2035-36: 0.13529; Gains in Water Available For Use / Savings in Demand under the selected programme (Ml/d) input as +ve 2036-37: 0.1505; Gains in Water Available For Use / Savings in Demand under the selected programme (Ml/d) input as +ve 2037-38: 0.16571; Gains in Water Available For Use / Savings in Demand under the selected programme (Ml/d) input as +ve 2038-39: 0.16571; Gains in Water Available For Use / Savings in Demand under the selected programme (Ml/d) input as +ve 2039-40: 0.16571; Gains in Water Available For Use / Savings in Demand under the selected programme (Ml/d) input as +ve 2040-41: 0.16571; Gains in Water Available For Use / Savings in Demand under the selected programme (Ml/d) input as +ve 2041-42: 0.16571; Gains in Water Available For Use / Savings in Demand under the selected programme (Ml/d) input as +ve 2042-43: 0.16571; Gains in Water Available For Use / Savings in Demand under the selected programme (Ml/d) input as +ve 2043-44: 0.16571; Gains in Water Available For Use / Savings in Demand under the selected programme (Ml/d) input as +ve 2044-45: 0.16571; Gains in Water Available For Use / Savings in Demand under the selected programme (Ml/d) input as +ve 2045-46: 0.16571; Gains in Water Available For Use / Savings in Demand under the selected programme (Ml/d) input as +ve 2046-47: 0.16571; Gains in Water Available For Use / Savings in Demand under the selected programme (Ml/d) input as +ve 2047-48: 0.16571; Gains in Water Available For Use / Savings in Demand under the selected programme (Ml/d) input as +ve 2048-49: 0.16571; Gains in Water Available For Use / Savings in Demand under the selected programme (Ml/d) input as +ve 2049-50: 0.16571
52dA | Government Led Interventions | Gov Led | Other water efficiency | Customer Options | N | Ofwat Core | ESWHRT | Ml/d | 2 | Gains in Water Available For Use / Savings in Demand under the selected programme (Ml/d) input as +ve 2021-22: 0; Gains in Water Available For Use / Savings in Demand under the selected programme (Ml/d) input as +ve 2022-23: 0; Gains in Water Available For Use / Savings in Demand under the selected programme (Ml/d) input as +ve 2023-24: 0; Gains in Water Available For Use / Savings in Demand under the selected programme (Ml/d) input as +ve 2024-25: 0; Gains in Water Available For Use / Savings in Demand under the selected programme (Ml/d) input as +ve 2025-26: 0; Gains in Water Available For Use / Savings in Demand under the selected programme (Ml/d) input as +ve 2026-27: 0; Gains in Water Available For Use / Savings in Demand under the selected programme (Ml/d) input as +ve 2027-28: 0.0094103; Gains in Water Available For Use / Savings in Demand under the selected programme (Ml/d) input as +ve 2028-29: 0.018759; Gains in Water Available For Use / Savings in Demand under the selected programme (Ml/d) input as +ve 2029-30: 0.028041; Gains in Water Available For Use / Savings in Demand under the selected programme (Ml/d) input as +ve 2030-31: 0.037216; Gains in Water Available For Use / Savings in Demand under the selected programme (Ml/d) input as +ve 2031-32: 0.04632; Gains in Water Available For Use / Savings in Demand under the selected programme (Ml/d) input as +ve 2032-33: 0.055353; Gains in Water Available For Use / Savings in Demand under the selected programme (Ml/d) input as +ve 2033-34: 0.074432; Gains in Water Available For Use / Savings in Demand under the selected programme (Ml/d) input as +ve 2034-35: 0.093389; Gains in Water Available For Use / Savings in Demand under the selected programme (Ml/d) input as +ve 2035-36: 0.11225; Gains in Water Available For Use / Savings in Demand under the selected programme (Ml/d) input as +ve 2036-37: 0.13104; Gains in Water Available For Use / Savings in Demand under the selected programme (Ml/d) input as +ve 2037-38: 0.14976; Gains in Water Available For Use / Savings in Demand under the selected programme (Ml/d) input as +ve 2038-39: 0.16838; Gains in Water Available For Use / Savings in Demand under the selected programme (Ml/d) input as +ve 2039-40: 0.18679; Gains in Water Available For Use / Savings in Demand under the selected programme (Ml/d) input as +ve 2040-41: 0.20503; Gains in Water Available For Use / Savings in Demand under the selected programme (Ml/d) input as +ve 2041-42: 0.22317; Gains in Water Available For Use / Savings in Demand under the selected programme (Ml/d) input as +ve 2042-43: 0.2413; Gains in Water Available For Use / Savings in Demand under the selected programme (Ml/d) input as +ve 2043-44: 0.24692; Gains in Water Available For Use / Savings in Demand under the selected programme (Ml/d) input as +ve 2044-45: 0.25259; Gains in Water Available For Use / Savings in Demand under the selected programme (Ml/d) input as +ve 2045-46: 0.25822; Gains in Water Available For Use / Savings in Demand under the selected programme (Ml/d) input as +ve 2046-47: 0.26382; Gains in Water Available For Use / Savings in Demand under the selected programme (Ml/d) input as +ve 2047-48: 0.26951; Gains in Water Available For Use / Savings in Demand under the selected programme (Ml/d) input as +ve 2048-49: 0.27528; Gains in Water Available For Use / Savings in Demand under the selected programme (Ml/d) input as +ve 2049-50: 0.28112
52dA | Metering Option 5 | DMO 5 | Metering compulsory | Customer Options | N | Ofwat Core | ESWNCT | Ml/d | 2 | Gains in Water Available For Use / Savings in Demand under the selected programme (Ml/d) input as +ve 2021-22: 0; Gains in Water Available For Use / Savings in Demand under the selected programme (Ml/d) input as +ve 2022-23: 0; Gains in Water Available For Use / Savings in Demand under the selected programme (Ml/d) input as +ve 2023-24: 0; Gains in Water Available For Use / Savings in Demand under the selected programme (Ml/d) input as +ve 2024-25: 0; Gains in Water Available For Use / Savings in Demand under the selected programme (Ml/d) input as +ve 2025-26: -0.03025; Gains in Water Available For Use / Savings in Demand under the selected programme (Ml/d) input as +ve 2026-27: 0.22093; Gains in Water Available For Use / Savings in Demand under the selected programme (Ml/d) input as +ve 2027-28: 0.44181; Gains in Water Available For Use / Savings in Demand under the selected programme (Ml/d) input as +ve 2028-29: 0.65677; Gains in Water Available For Use / Savings in Demand under the selected programme (Ml/d) input as +ve 2029-30: 0.74603; Gains in Water Available For Use / Savings in Demand under the selected programme (Ml/d) input as +ve 2030-31: 0.67123; Gains in Water Available For Use / Savings in Demand under the selected programme (Ml/d) input as +ve 2031-32: 0.5616; Gains in Water Available For Use / Savings in Demand under the selected programme (Ml/d) input as +ve 2032-33: 0.56914; Gains in Water Available For Use / Savings in Demand under the selected programme (Ml/d) input as +ve 2033-34: 0.56222; Gains in Water Available For Use / Savings in Demand under the selected programme (Ml/d) input as +ve 2034-35: 0.57604; Gains in Water Available For Use / Savings in Demand under the selected programme (Ml/d) input as +ve 2035-36: 0.58287; Gains in Water Available For Use / Savings in Demand under the selected programme (Ml/d) input as +ve 2036-37: 0.59189; Gains in Water Available For Use / Savings in Demand under the selected programme (Ml/d) input as +ve 2037-38: 0.60111; Gains in Water Available For Use / Savings in Demand under the selected programme (Ml/d) input as +ve 2038-39: 0.61075; Gains in Water Available For Use / Savings in Demand under the selected programme (Ml/d) input as +ve 2039-40: 0.62047; Gains in Water Available For Use / Savings in Demand under the selected programme (Ml/d) input as +ve 2040-41: 0.62711; Gains in Water Available For Use / Savings in Demand under the selected programme (Ml/d) input as +ve 2041-42: 0.63765; Gains in Water Available For Use / Savings in Demand under the selected programme (Ml/d) input as +ve 2042-43: 0.6471; Gains in Water Available For Use / Savings in Demand under the selected programme (Ml/d) input as +ve 2043-44: 0.65751; Gains in Water Available For Use / Savings in Demand under the selected programme (Ml/d) input as +ve 2044-45: 0.66794; Gains in Water Available For Use / Savings in Demand under the selected programme (Ml/d) input as +ve 2045-46: 0.67796; Gains in Water Available For Use / Savings in Demand under the selected programme (Ml/d) input as +ve 2046-47: 0.68819; Gains in Water Available For Use / Savings in Demand under the selected programme (Ml/d) input as +ve 2047-48: 0.69833; Gains in Water Available For Use / Savings in Demand under the selected programme (Ml/d) input as +ve 2048-49: 0.70845; Gains in Water Available For Use / Savings in Demand under the selected programme (Ml/d) input as +ve 2049-50: 0.71893
52dA | Medium scenario | WEF Medium | Other water efficiency | Customer Options | N | Ofwat Core | ESWNCT | Ml/d | 2 | Gains in Water Available For Use / Savings in Demand under the selected programme (Ml/d) input as +ve 2021-22: 0; Gains in Water Available For Use / Savings in Demand under the selected programme (Ml/d) input as +ve 2022-23: 0; Gains in Water Available For Use / Savings in Demand under the selected programme (Ml/d) input as +ve 2023-24: 0; Gains in Water Available For Use / Savings in Demand under the selected programme (Ml/d) input as +ve 2024-25: 0; Gains in Water Available For Use / Savings in Demand under the selected programme (Ml/d) input as +ve 2025-26: 0.22449; Gains in Water Available For Use / Savings in Demand under the selected programme (Ml/d) input as +ve 2026-27: 0.44595; Gains in Water Available For Use / Savings in Demand under the selected programme (Ml/d) input as +ve 2027-28: 0.66628; Gains in Water Available For Use / Savings in Demand under the selected programme (Ml/d) input as +ve 2028-29: 0.88512; Gains in Water Available For Use / Savings in Demand under the selected programme (Ml/d) input as +ve 2029-30: 1.102; Gains in Water Available For Use / Savings in Demand under the selected programme (Ml/d) input as +ve 2030-31: 1.3069; Gains in Water Available For Use / Savings in Demand under the selected programme (Ml/d) input as +ve 2031-32: 1.511; Gains in Water Available For Use / Savings in Demand under the selected programme (Ml/d) input as +ve 2032-33: 1.7137; Gains in Water Available For Use / Savings in Demand under the selected programme (Ml/d) input as +ve 2033-34: 1.9155; Gains in Water Available For Use / Savings in Demand under the selected programme (Ml/d) input as +ve 2034-35: 2.1172; Gains in Water Available For Use / Savings in Demand under the selected programme (Ml/d) input as +ve 2035-36: 2.1854; Gains in Water Available For Use / Savings in Demand under the selected programme (Ml/d) input as +ve 2036-37: 2.2525; Gains in Water Available For Use / Savings in Demand under the selected programme (Ml/d) input as +ve 2037-38: 2.3187; Gains in Water Available For Use / Savings in Demand under the selected programme (Ml/d) input as +ve 2038-39: 2.3846; Gains in Water Available For Use / Savings in Demand under the selected programme (Ml/d) input as +ve 2039-40: 2.4508; Gains in Water Available For Use / Savings in Demand under the selected programme (Ml/d) input as +ve 2040-41: 2.5143; Gains in Water Available For Use / Savings in Demand under the selected programme (Ml/d) input as +ve 2041-42: 2.5769; Gains in Water Available For Use / Savings in Demand under the selected programme (Ml/d) input as +ve 2042-43: 2.6387; Gains in Water Available For Use / Savings in Demand under the selected programme (Ml/d) input as +ve 2043-44: 2.6999; Gains in Water Available For Use / Savings in Demand under the selected programme (Ml/d) input as +ve 2044-45: 2.7603; Gains in Water Available For Use / Savings in Demand under the selected programme (Ml/d) input as +ve 2045-46: 2.8174; Gains in Water Available For Use / Savings in Demand under the selected programme (Ml/d) input as +ve 2046-47: 2.8736; Gains in Water Available For Use / Savings in Demand under the selected programme (Ml/d) input as +ve 2047-48: 2.9294; Gains in Water Available For Use / Savings in Demand under the selected programme (Ml/d) input as +ve 2048-49: 2.9848; Gains in Water Available For Use / Savings in Demand under the selected programme (Ml/d) input as +ve 2049-50: 2.9767
52dA | Smart scenario | HH Smart | Other water efficiency | Customer Options | N | Ofwat Core | ESWNCT | Ml/d | 2 | Gains in Water Available For Use / Savings in Demand under the selected programme (Ml/d) input as +ve 2021-22: 0; Gains in Water Available For Use / Savings in Demand under the selected programme (Ml/d) input as +ve 2022-23: 0; Gains in Water Available For Use / Savings in Demand under the selected programme (Ml/d) input as +ve 2023-24: 0; Gains in Water Available For Use / Savings in Demand under the selected programme (Ml/d) input as +ve 2024-25: 0; Gains in Water Available For Use / Savings in Demand under the selected programme (Ml/d) input as +ve 2025-26: 0.25285; Gains in Water Available For Use / Savings in Demand under the selected programme (Ml/d) input as +ve 2026-27: 0.28916; Gains in Water Available For Use / Savings in Demand under the selected programme (Ml/d) input as +ve 2027-28: 0.85612; Gains in Water Available For Use / Savings in Demand under the selected programme (Ml/d) input as +ve 2028-29: 1.1683; Gains in Water Available For Use / Savings in Demand under the selected programme (Ml/d) input as +ve 2029-30: 1.2988; Gains in Water Available For Use / Savings in Demand under the selected programme (Ml/d) input as +ve 2030-31: 1.3411; Gains in Water Available For Use / Savings in Demand under the selected programme (Ml/d) input as +ve 2031-32: 1.3833; Gains in Water Available For Use / Savings in Demand under the selected programme (Ml/d) input as +ve 2032-33: 1.425; Gains in Water Available For Use / Savings in Demand under the selected programme (Ml/d) input as +ve 2033-34: 1.4662; Gains in Water Available For Use / Savings in Demand under the selected programme (Ml/d) input as +ve 2034-35: 1.3767; Gains in Water Available For Use / Savings in Demand under the selected programme (Ml/d) input as +ve 2035-36: 1.3711; Gains in Water Available For Use / Savings in Demand under the selected programme (Ml/d) input as +ve 2036-37: 1.3656; Gains in Water Available For Use / Savings in Demand under the selected programme (Ml/d) input as +ve 2037-38: 1.3601; Gains in Water Available For Use / Savings in Demand under the selected programme (Ml/d) input as +ve 2038-39: 1.355; Gains in Water Available For Use / Savings in Demand under the selected programme (Ml/d) input as +ve 2039-40: 1.3505; Gains in Water Available For Use / Savings in Demand under the selected programme (Ml/d) input as +ve 2040-41: 1.3462; Gains in Water Available For Use / Savings in Demand under the selected programme (Ml/d) input as +ve 2041-42: 1.342; Gains in Water Available For Use / Savings in Demand under the selected programme (Ml/d) input as +ve 2042-43: 1.3379; Gains in Water Available For Use / Savings in Demand under the selected programme (Ml/d) input as +ve 2043-44: 1.3339; Gains in Water Available For Use / Savings in Demand under the selected programme (Ml/d) input as +ve 2044-45: 1.33; Gains in Water Available For Use / Savings in Demand under the selected programme (Ml/d) input as +ve 2045-46: 1.3261; Gains in Water Available For Use / Savings in Demand under the selected programme (Ml/d) input as +ve 2046-47: 1.3221; Gains in Water Available For Use / Savings in Demand under the selected programme (Ml/d) input as +ve 2047-48: 1.3183; Gains in Water Available For Use / Savings in Demand under the selected programme (Ml/d) input as +ve 2048-49: 1.3147; Gains in Water Available For Use / Savings in Demand under the selected programme (Ml/d) input as +ve 2049-50: 1.3739
52cA | 40% reduction by 2050 - DL | LEAK 2 | Other leakage control | Distribution Options | N | Ofwat Core | ESWNCT | Ml/d | 2 | Gains in Water Available For Use / Savings in Demand under the selected programme (Ml/d) input as +ve 2021-22: 0; Gains in Water Available For Use / Savings in Demand under the selected programme (Ml/d) input as +ve 2022-23: 0; Gains in Water Available For Use / Savings in Demand under the selected programme (Ml/d) input as +ve 2023-24: 0; Gains in Water Available For Use / Savings in Demand under the selected programme (Ml/d) input as +ve 2024-25: 0; Gains in Water Available For Use / Savings in Demand under the selected programme (Ml/d) input as +ve 2025-26: 0.020497; Gains in Water Available For Use / Savings in Demand under the selected programme (Ml/d) input as +ve 2026-27: 0.028131; Gains in Water Available For Use / Savings in Demand under the selected programme (Ml/d) input as +ve 2027-28: 0.0097855; Gains in Water Available For Use / Savings in Demand under the selected programme (Ml/d) input as +ve 2028-29: -0.020179; Gains in Water Available For Use / Savings in Demand under the selected programme (Ml/d) input as +ve 2029-30: -0.033449; Gains in Water Available For Use / Savings in Demand under the selected programme (Ml/d) input as +ve 2030-31: -0.021373; Gains in Water Available For Use / Savings in Demand under the selected programme (Ml/d) input as +ve 2031-32: -6.9544e-05; Gains in Water Available For Use / Savings in Demand under the selected programme (Ml/d) input as +ve 2032-33: 0.021177; Gains in Water Available For Use / Savings in Demand under the selected programme (Ml/d) input as +ve 2033-34: 0.042355; Gains in Water Available For Use / Savings in Demand under the selected programme (Ml/d) input as +ve 2034-35: 0.063463; Gains in Water Available For Use / Savings in Demand under the selected programme (Ml/d) input as +ve 2035-36: 0.084468; Gains in Water Available For Use / Savings in Demand under the selected programme (Ml/d) input as +ve 2036-37: 0.10537; Gains in Water Available For Use / Savings in Demand under the selected programme (Ml/d) input as +ve 2037-38: 0.12622; Gains in Water Available For Use / Savings in Demand under the selected programme (Ml/d) input as +ve 2038-39: 0.147; Gains in Water Available For Use / Savings in Demand under the selected programme (Ml/d) input as +ve 2039-40: 0.16773; Gains in Water Available For Use / Savings in Demand under the selected programme (Ml/d) input as +ve 2040-41: 0.1884; Gains in Water Available For Use / Savings in Demand under the selected programme (Ml/d) input as +ve 2041-42: 0.20902; Gains in Water Available For Use / Savings in Demand under the selected programme (Ml/d) input as +ve 2042-43: 0.22958; Gains in Water Available For Use / Savings in Demand under the selected programme (Ml/d) input as +ve 2043-44: 0.25009; Gains in Water Available For Use / Savings in Demand under the selected programme (Ml/d) input as +ve 2044-45: 0.27054; Gains in Water Available For Use / Savings in Demand under the selected programme (Ml/d) input as +ve 2045-46: 0.29094; Gains in Water Available For Use / Savings in Demand under the selected programme (Ml/d) input as +ve 2046-47: 0.3113; Gains in Water Available For Use / Savings in Demand under the selected programme (Ml/d) input as +ve 2047-48: 0.3316; Gains in Water Available For Use / Savings in Demand under the selected programme (Ml/d) input as +ve 2048-49: 0.35185; Gains in Water Available For Use / Savings in Demand under the selected programme (Ml/d) input as +ve 2049-50: 0.37205
52dA | 40% reduction by 2050 - SPL | LEAK 4 | Supply pipe repairs / replacement | Customer Options | N | Ofwat Core | ESWNCT | Ml/d | 2 | Gains in Water Available For Use / Savings in Demand under the selected programme (Ml/d) input as +ve 2021-22: 0; Gains in Water Available For Use / Savings in Demand under the selected programme (Ml/d) input as +ve 2022-23: 0; Gains in Water Available For Use / Savings in Demand under the selected programme (Ml/d) input as +ve 2023-24: 0; Gains in Water Available For Use / Savings in Demand under the selected programme (Ml/d) input as +ve 2024-25: 0; Gains in Water Available For Use / Savings in Demand under the selected programme (Ml/d) input as +ve 2025-26: 0.0076766; Gains in Water Available For Use / Savings in Demand under the selected programme (Ml/d) input as +ve 2026-27: 0.028216; Gains in Water Available For Use / Savings in Demand under the selected programme (Ml/d) input as +ve 2027-28: 0.074735; Gains in Water Available For Use / Savings in Demand under the selected programme (Ml/d) input as +ve 2028-29: 0.13287; Gains in Water Available For Use / Savings in Demand under the selected programme (Ml/d) input as +ve 2029-30: 0.17432; Gains in Water Available For Use / Savings in Demand under the selected programme (Ml/d) input as +ve 2030-31: 0.19041; Gains in Water Available For Use / Savings in Demand under the selected programme (Ml/d) input as +ve 2031-32: 0.19728; Gains in Water Available For Use / Savings in Demand under the selected programme (Ml/d) input as +ve 2032-33: 0.20421; Gains in Water Available For Use / Savings in Demand under the selected programme (Ml/d) input as +ve 2033-34: 0.21121; Gains in Water Available For Use / Savings in Demand under the selected programme (Ml/d) input as +ve 2034-35: 0.21827; Gains in Water Available For Use / Savings in Demand under the selected programme (Ml/d) input as +ve 2035-36: 0.22544; Gains in Water Available For Use / Savings in Demand under the selected programme (Ml/d) input as +ve 2036-37: 0.23271; Gains in Water Available For Use / Savings in Demand under the selected programme (Ml/d) input as +ve 2037-38: 0.24004; Gains in Water Available For Use / Savings in Demand under the selected programme (Ml/d) input as +ve 2038-39: 0.24743; Gains in Water Available For Use / Savings in Demand under the selected programme (Ml/d) input as +ve 2039-40: 0.25488; Gains in Water Available For Use / Savings in Demand under the selected programme (Ml/d) input as +ve 2040-41: 0.26238; Gains in Water Available For Use / Savings in Demand under the selected programme (Ml/d) input as +ve 2041-42: 0.26993; Gains in Water Available For Use / Savings in Demand under the selected programme (Ml/d) input as +ve 2042-43: 0.27754; Gains in Water Available For Use / Savings in Demand under the selected programme (Ml/d) input as +ve 2043-44: 0.28521; Gains in Water Available For Use / Savings in Demand under the selected programme (Ml/d) input as +ve 2044-45: 0.29293; Gains in Water Available For Use / Savings in Demand under the selected programme (Ml/d) input as +ve 2045-46: 0.3007; Gains in Water Available For Use / Savings in Demand under the selected programme (Ml/d) input as +ve 2046-47: 0.30852; Gains in Water Available For Use / Savings in Demand under the selected programme (Ml/d) input as +ve 2047-48: 0.3164; Gains in Water Available For Use / Savings in Demand under the selected programme (Ml/d) input as +ve 2048-49: 0.32432; Gains in Water Available For Use / Savings in Demand under the selected programme (Ml/d) input as +ve 2049-50: 0.33229
52dA | NHH scenario 9% | NHH | Other water efficiency | Customer Options | N | Ofwat Core | ESWNCT | Ml/d | 2 | Gains in Water Available For Use / Savings in Demand under the selected programme (Ml/d) input as +ve 2021-22: 0; Gains in Water Available For Use / Savings in Demand under the selected programme (Ml/d) input as +ve 2022-23: 0; Gains in Water Available For Use / Savings in Demand under the selected programme (Ml/d) input as +ve 2023-24: 0; Gains in Water Available For Use / Savings in Demand under the selected programme (Ml/d) input as +ve 2024-25: 0; Gains in Water Available For Use / Savings in Demand under the selected programme (Ml/d) input as +ve 2025-26: 0.063419; Gains in Water Available For Use / Savings in Demand under the selected programme (Ml/d) input as +ve 2026-27: 0.12684; Gains in Water Available For Use / Savings in Demand under the selected programme (Ml/d) input as +ve 2027-28: 0.19026; Gains in Water Available For Use / Savings in Demand under the selected programme (Ml/d) input as +ve 2028-29: 0.25368; Gains in Water Available For Use / Savings in Demand under the selected programme (Ml/d) input as +ve 2029-30: 0.3171; Gains in Water Available For Use / Savings in Demand under the selected programme (Ml/d) input as +ve 2030-31: 0.45303; Gains in Water Available For Use / Savings in Demand under the selected programme (Ml/d) input as +ve 2031-32: 0.58897; Gains in Water Available For Use / Savings in Demand under the selected programme (Ml/d) input as +ve 2032-33: 0.72491; Gains in Water Available For Use / Savings in Demand under the selected programme (Ml/d) input as +ve 2033-34: 0.86085; Gains in Water Available For Use / Savings in Demand under the selected programme (Ml/d) input as +ve 2034-35: 0.99679; Gains in Water Available For Use / Savings in Demand under the selected programme (Ml/d) input as +ve 2035-36: 1.1231; Gains in Water Available For Use / Savings in Demand under the selected programme (Ml/d) input as +ve 2036-37: 1.2493; Gains in Water Available For Use / Savings in Demand under the selected programme (Ml/d) input as +ve 2037-38: 1.3756; Gains in Water Available For Use / Savings in Demand under the selected programme (Ml/d) input as +ve 2038-39: 1.3756; Gains in Water Available For Use / Savings in Demand under the selected programme (Ml/d) input as +ve 2039-40: 1.3756; Gains in Water Available For Use / Savings in Demand under the selected programme (Ml/d) input as +ve 2040-41: 1.3756; Gains in Water Available For Use / Savings in Demand under the selected programme (Ml/d) input as +ve 2041-42: 1.3756; Gains in Water Available For Use / Savings in Demand under the selected programme (Ml/d) input as +ve 2042-43: 1.3756; Gains in Water Available For Use / Savings in Demand under the selected programme (Ml/d) input as +ve 2043-44: 1.3756; Gains in Water Available For Use / Savings in Demand under the selected programme (Ml/d) input as +ve 2044-45: 1.3756; Gains in Water Available For Use / Savings in Demand under the selected programme (Ml/d) input as +ve 2045-46: 1.3756; Gains in Water Available For Use / Savings in Demand under the selected programme (Ml/d) input as +ve 2046-47: 1.3756; Gains in Water Available For Use / Savings in Demand under the selected programme (Ml/d) input as +ve 2047-48: 1.3756; Gains in Water Available For Use / Savings in Demand under the selected programme (Ml/d) input as +ve 2048-49: 1.3756; Gains in Water Available For Use / Savings in Demand under the selected programme (Ml/d) input as +ve 2049-50: 1.3756
52dA | Government Led Interventions | Gov Led | Other water efficiency | Customer Options | N | Ofwat Core | ESWNCT | Ml/d | 2 | Gains in Water Available For Use / Savings in Demand under the selected programme (Ml/d) input as +ve 2021-22: 0; Gains in Water Available For Use / Savings in Demand under the selected programme (Ml/d) input as +ve 2022-23: 0; Gains in Water Available For Use / Savings in Demand under the selected programme (Ml/d) input as +ve 2023-24: 0; Gains in Water Available For Use / Savings in Demand under the selected programme (Ml/d) input as +ve 2024-25: 0; Gains in Water Available For Use / Savings in Demand under the selected programme (Ml/d) input as +ve 2025-26: 0; Gains in Water Available For Use / Savings in Demand under the selected programme (Ml/d) input as +ve 2026-27: 0; Gains in Water Available For Use / Savings in Demand under the selected programme (Ml/d) input as +ve 2027-28: 0.073834; Gains in Water Available For Use / Savings in Demand under the selected programme (Ml/d) input as +ve 2028-29: 0.14712; Gains in Water Available For Use / Savings in Demand under the selected programme (Ml/d) input as +ve 2029-30: 0.22002; Gains in Water Available For Use / Savings in Demand under the selected programme (Ml/d) input as +ve 2030-31: 0.29228; Gains in Water Available For Use / Savings in Demand under the selected programme (Ml/d) input as +ve 2031-32: 0.36418; Gains in Water Available For Use / Savings in Demand under the selected programme (Ml/d) input as +ve 2032-33: 0.43563; Gains in Water Available For Use / Savings in Demand under the selected programme (Ml/d) input as +ve 2033-34: 0.58634; Gains in Water Available For Use / Savings in Demand under the selected programme (Ml/d) input as +ve 2034-35: 0.73653; Gains in Water Available For Use / Savings in Demand under the selected programme (Ml/d) input as +ve 2035-36: 0.88591; Gains in Water Available For Use / Savings in Demand under the selected programme (Ml/d) input as +ve 2036-37: 1.0347; Gains in Water Available For Use / Savings in Demand under the selected programme (Ml/d) input as +ve 2037-38: 1.1825; Gains in Water Available For Use / Savings in Demand under the selected programme (Ml/d) input as +ve 2038-39: 1.33; Gains in Water Available For Use / Savings in Demand under the selected programme (Ml/d) input as +ve 2039-40: 1.4778; Gains in Water Available For Use / Savings in Demand under the selected programme (Ml/d) input as +ve 2040-41: 1.6253; Gains in Water Available For Use / Savings in Demand under the selected programme (Ml/d) input as +ve 2041-42: 1.7724; Gains in Water Available For Use / Savings in Demand under the selected programme (Ml/d) input as +ve 2042-43: 1.9193; Gains in Water Available For Use / Savings in Demand under the selected programme (Ml/d) input as +ve 2043-44: 1.9669; Gains in Water Available For Use / Savings in Demand under the selected programme (Ml/d) input as +ve 2044-45: 2.0146; Gains in Water Available For Use / Savings in Demand under the selected programme (Ml/d) input as +ve 2045-46: 2.0619; Gains in Water Available For Use / Savings in Demand under the selected programme (Ml/d) input as +ve 2046-47: 2.1088; Gains in Water Available For Use / Savings in Demand under the selected programme (Ml/d) input as +ve 2047-48: 2.1559; Gains in Water Available For Use / Savings in Demand under the selected programme (Ml/d) input as +ve 2048-49: 2.2031; Gains in Water Available For Use / Savings in Demand under the selected programme (Ml/d) input as +ve 2049-50: 2.2502
52dA | Delay to new large NHH users to 2032. | NHH delay 2032 HRT | Change in levels of service | Customer Options | N | Ofwat Core | ESWHRT | Ml/d | 2 | Gains in Water Available For Use / Savings in Demand under the selected programme (Ml/d) input as +ve 2021-22: 0; Gains in Water Available For Use / Savings in Demand under the selected programme (Ml/d) input as +ve 2022-23: 4.2757; Gains in Water Available For Use / Savings in Demand under the selected programme (Ml/d) input as +ve 2023-24: 4.0999; Gains in Water Available For Use / Savings in Demand under the selected programme (Ml/d) input as +ve 2024-25: 4.0759; Gains in Water Available For Use / Savings in Demand under the selected programme (Ml/d) input as +ve 2025-26: 3.8978; Gains in Water Available For Use / Savings in Demand under the selected programme (Ml/d) input as +ve 2026-27: 3.8622; Gains in Water Available For Use / Savings in Demand under the selected programme (Ml/d) input as +ve 2027-28: 3.873; Gains in Water Available For Use / Savings in Demand under the selected programme (Ml/d) input as +ve 2028-29: 3.8839; Gains in Water Available For Use / Savings in Demand under the selected programme (Ml/d) input as +ve 2029-30: 3.8941; Gains in Water Available For Use / Savings in Demand under the selected programme (Ml/d) input as +ve 2030-31: 3.9043; Gains in Water Available For Use / Savings in Demand under the selected programme (Ml/d) input as +ve 2031-32: 3.9144; Gains in Water Available For Use / Savings in Demand under the selected programme (Ml/d) input as +ve 2032-33: 0; Gains in Water Available For Use / Savings in Demand under the selected programme (Ml/d) input as +ve 2033-34: 0; Gains in Water Available For Use / Savings in Demand under the selected programme (Ml/d) input as +ve 2034-35: 0; Gains in Water Available For Use / Savings in Demand under the selected programme (Ml/d) input as +ve 2035-36: 0; Gains in Water Available For Use / Savings in Demand under the selected programme (Ml/d) input as +ve 2036-37: 0; Gains in Water Available For Use / Savings in Demand under the selected programme (Ml/d) input as +ve 2037-38: 0; Gains in Water Available For Use / Savings in Demand under the selected programme (Ml/d) input as +ve 2038-39: 0; Gains in Water Available For Use / Savings in Demand under the selected programme (Ml/d) input as +ve 2039-40: 0; Gains in Water Available For Use / Savings in Demand under the selected programme (Ml/d) input as +ve 2040-41: 0; Gains in Water Available For Use / Savings in Demand under the selected programme (Ml/d) input as +ve 2041-42: 0; Gains in Water Available For Use / Savings in Demand under the selected programme (Ml/d) input as +ve 2042-43: 0; Gains in Water Available For Use / Savings in Demand under the selected programme (Ml/d) input as +ve 2043-44: 0; Gains in Water Available For Use / Savings in Demand under the selected programme (Ml/d) input as +ve 2044-45: 0; Gains in Water Available For Use / Savings in Demand under the selected programme (Ml/d) input as +ve 2045-46: 0; Gains in Water Available For Use / Savings in Demand under the selected programme (Ml/d) input as +ve 2046-47: 0; Gains in Water Available For Use / Savings in Demand under the selected programme (Ml/d) input as +ve 2047-48: 0; Gains in Water Available For Use / Savings in Demand under the selected programme (Ml/d) input as +ve 2048-49: 0; Gains in Water Available For Use / Savings in Demand under the selected programme (Ml/d) input as +ve 2049-50: 0
52dA | Metering Option 5 | DMO 5 | Metering compulsory | Customer Options | N | Habs Regs SR | ESWESX | Ml/d | 2 | Gains in Water Available For Use / Savings in Demand under the selected programme (Ml/d) input as +ve 2021-22: 0; Gains in Water Available For Use / Savings in Demand under the selected programme (Ml/d) input as +ve 2022-23: 0; Gains in Water Available For Use / Savings in Demand under the selected programme (Ml/d) input as +ve 2023-24: 0; Gains in Water Available For Use / Savings in Demand under the selected programme (Ml/d) input as +ve 2024-25: 0; Gains in Water Available For Use / Savings in Demand under the selected programme (Ml/d) input as +ve 2025-26: 0.25549; Gains in Water Available For Use / Savings in Demand under the selected programme (Ml/d) input as +ve 2026-27: -0.030921; Gains in Water Available For Use / Savings in Demand under the selected programme (Ml/d) input as +ve 2027-28: 0.088848; Gains in Water Available For Use / Savings in Demand under the selected programme (Ml/d) input as +ve 2028-29: 0.76193; Gains in Water Available For Use / Savings in Demand under the selected programme (Ml/d) input as +ve 2029-30: 1.3909; Gains in Water Available For Use / Savings in Demand under the selected programme (Ml/d) input as +ve 2030-31: 1.903; Gains in Water Available For Use / Savings in Demand under the selected programme (Ml/d) input as +ve 2031-32: 2.3651; Gains in Water Available For Use / Savings in Demand under the selected programme (Ml/d) input as +ve 2032-33: 2.7946; Gains in Water Available For Use / Savings in Demand under the selected programme (Ml/d) input as +ve 2033-34: 3.1804; Gains in Water Available For Use / Savings in Demand under the selected programme (Ml/d) input as +ve 2034-35: 3.5142; Gains in Water Available For Use / Savings in Demand under the selected programme (Ml/d) input as +ve 2035-36: 3.3435; Gains in Water Available For Use / Savings in Demand under the selected programme (Ml/d) input as +ve 2036-37: 3.0946; Gains in Water Available For Use / Savings in Demand under the selected programme (Ml/d) input as +ve 2037-38: 2.9866; Gains in Water Available For Use / Savings in Demand under the selected programme (Ml/d) input as +ve 2038-39: 2.8828; Gains in Water Available For Use / Savings in Demand under the selected programme (Ml/d) input as +ve 2039-40: 2.7823; Gains in Water Available For Use / Savings in Demand under the selected programme (Ml/d) input as +ve 2040-41: 3.315; Gains in Water Available For Use / Savings in Demand under the selected programme (Ml/d) input as +ve 2041-42: 3.2089; Gains in Water Available For Use / Savings in Demand under the selected programme (Ml/d) input as +ve 2042-43: 3.108; Gains in Water Available For Use / Savings in Demand under the selected programme (Ml/d) input as +ve 2043-44: 3.0209; Gains in Water Available For Use / Savings in Demand under the selected programme (Ml/d) input as +ve 2044-45: 2.9369; Gains in Water Available For Use / Savings in Demand under the selected programme (Ml/d) input as +ve 2045-46: 2.3888; Gains in Water Available For Use / Savings in Demand under the selected programme (Ml/d) input as +ve 2046-47: 3.2271; Gains in Water Available For Use / Savings in Demand under the selected programme (Ml/d) input as +ve 2047-48: 3.165; Gains in Water Available For Use / Savings in Demand under the selected programme (Ml/d) input as +ve 2048-49: 3.5426; Gains in Water Available For Use / Savings in Demand under the selected programme (Ml/d) input as +ve 2049-50: 3.4804
52dA | Medium scenario | WEF Medium | Other water efficiency | Customer Options | N | Habs Regs SR | ESWESX | Ml/d | 2 | Gains in Water Available For Use / Savings in Demand under the selected programme (Ml/d) input as +ve 2021-22: 0; Gains in Water Available For Use / Savings in Demand under the selected programme (Ml/d) input as +ve 2022-23: 0; Gains in Water Available For Use / Savings in Demand under the selected programme (Ml/d) input as +ve 2023-24: 0; Gains in Water Available For Use / Savings in Demand under the selected programme (Ml/d) input as +ve 2024-25: 0; Gains in Water Available For Use / Savings in Demand under the selected programme (Ml/d) input as +ve 2025-26: 1.7846; Gains in Water Available For Use / Savings in Demand under the selected programme (Ml/d) input as +ve 2026-27: 3.5427; Gains in Water Available For Use / Savings in Demand under the selected programme (Ml/d) input as +ve 2027-28: 5.3013; Gains in Water Available For Use / Savings in Demand under the selected programme (Ml/d) input as +ve 2028-29: 7.0549; Gains in Water Available For Use / Savings in Demand under the selected programme (Ml/d) input as +ve 2029-30: 8.8018; Gains in Water Available For Use / Savings in Demand under the selected programme (Ml/d) input as +ve 2030-31: 10.43; Gains in Water Available For Use / Savings in Demand under the selected programme (Ml/d) input as +ve 2031-32: 12.069; Gains in Water Available For Use / Savings in Demand under the selected programme (Ml/d) input as +ve 2032-33: 13.6747; Gains in Water Available For Use / Savings in Demand under the selected programme (Ml/d) input as +ve 2033-34: 15.2948; Gains in Water Available For Use / Savings in Demand under the selected programme (Ml/d) input as +ve 2034-35: 16.8794; Gains in Water Available For Use / Savings in Demand under the selected programme (Ml/d) input as +ve 2035-36: 18.4439; Gains in Water Available For Use / Savings in Demand under the selected programme (Ml/d) input as +ve 2036-37: 20.0035; Gains in Water Available For Use / Savings in Demand under the selected programme (Ml/d) input as +ve 2037-38: 21.563; Gains in Water Available For Use / Savings in Demand under the selected programme (Ml/d) input as +ve 2038-39: 23.1224; Gains in Water Available For Use / Savings in Demand under the selected programme (Ml/d) input as +ve 2039-40: 24.6825; Gains in Water Available For Use / Savings in Demand under the selected programme (Ml/d) input as +ve 2040-41: 25.9577; Gains in Water Available For Use / Savings in Demand under the selected programme (Ml/d) input as +ve 2041-42: 27.4395; Gains in Water Available For Use / Savings in Demand under the selected programme (Ml/d) input as +ve 2042-43: 28.9187; Gains in Water Available For Use / Savings in Demand under the selected programme (Ml/d) input as +ve 2043-44: 30.4044; Gains in Water Available For Use / Savings in Demand under the selected programme (Ml/d) input as +ve 2044-45: 31.8958; Gains in Water Available For Use / Savings in Demand under the selected programme (Ml/d) input as +ve 2045-46: 31.7889; Gains in Water Available For Use / Savings in Demand under the selected programme (Ml/d) input as +ve 2046-47: 31.3328; Gains in Water Available For Use / Savings in Demand under the selected programme (Ml/d) input as +ve 2047-48: 31.3093; Gains in Water Available For Use / Savings in Demand under the selected programme (Ml/d) input as +ve 2048-49: 31.0769; Gains in Water Available For Use / Savings in Demand under the selected programme (Ml/d) input as +ve 2049-50: 31.0572
52dA | Smart scenario | HH Smart | Other water efficiency | Customer Options | N | Habs Regs SR | ESWESX | Ml/d | 2 | Gains in Water Available For Use / Savings in Demand under the selected programme (Ml/d) input as +ve 2021-22: 0; Gains in Water Available For Use / Savings in Demand under the selected programme (Ml/d) input as +ve 2022-23: 0; Gains in Water Available For Use / Savings in Demand under the selected programme (Ml/d) input as +ve 2023-24: 0; Gains in Water Available For Use / Savings in Demand under the selected programme (Ml/d) input as +ve 2024-25: 0; Gains in Water Available For Use / Savings in Demand under the selected programme (Ml/d) input as +ve 2025-26: 0.39249; Gains in Water Available For Use / Savings in Demand under the selected programme (Ml/d) input as +ve 2026-27: 0.8987; Gains in Water Available For Use / Savings in Demand under the selected programme (Ml/d) input as +ve 2027-28: 1.4329; Gains in Water Available For Use / Savings in Demand under the selected programme (Ml/d) input as +ve 2028-29: 2.0499; Gains in Water Available For Use / Savings in Demand under the selected programme (Ml/d) input as +ve 2029-30: 2.6688; Gains in Water Available For Use / Savings in Demand under the selected programme (Ml/d) input as +ve 2030-31: 3.3308; Gains in Water Available For Use / Savings in Demand under the selected programme (Ml/d) input as +ve 2031-32: 3.9954; Gains in Water Available For Use / Savings in Demand under the selected programme (Ml/d) input as +ve 2032-33: 4.6482; Gains in Water Available For Use / Savings in Demand under the selected programme (Ml/d) input as +ve 2033-34: 5.3052; Gains in Water Available For Use / Savings in Demand under the selected programme (Ml/d) input as +ve 2034-35: 5.9493; Gains in Water Available For Use / Savings in Demand under the selected programme (Ml/d) input as +ve 2035-36: 5.9341; Gains in Water Available For Use / Savings in Demand under the selected programme (Ml/d) input as +ve 2036-37: 5.9199; Gains in Water Available For Use / Savings in Demand under the selected programme (Ml/d) input as +ve 2037-38: 5.9077; Gains in Water Available For Use / Savings in Demand under the selected programme (Ml/d) input as +ve 2038-39: 5.8973; Gains in Water Available For Use / Savings in Demand under the selected programme (Ml/d) input as +ve 2039-40: 5.8883; Gains in Water Available For Use / Savings in Demand under the selected programme (Ml/d) input as +ve 2040-41: 5.8272; Gains in Water Available For Use / Savings in Demand under the selected programme (Ml/d) input as +ve 2041-42: 5.8167; Gains in Water Available For Use / Savings in Demand under the selected programme (Ml/d) input as +ve 2042-43: 5.8068; Gains in Water Available For Use / Savings in Demand under the selected programme (Ml/d) input as +ve 2043-44: 5.7991; Gains in Water Available For Use / Savings in Demand under the selected programme (Ml/d) input as +ve 2044-45: 5.7932; Gains in Water Available For Use / Savings in Demand under the selected programme (Ml/d) input as +ve 2045-46: 5.7738; Gains in Water Available For Use / Savings in Demand under the selected programme (Ml/d) input as +ve 2046-47: 5.6909; Gains in Water Available For Use / Savings in Demand under the selected programme (Ml/d) input as +ve 2047-48: 5.6867; Gains in Water Available For Use / Savings in Demand under the selected programme (Ml/d) input as +ve 2048-49: 5.6445; Gains in Water Available For Use / Savings in Demand under the selected programme (Ml/d) input as +ve 2049-50: 5.6409
52cA | 40% reduction by 2050 - DL | LEAK 2 | Other leakage control | Distribution Options | N | Habs Regs SR | ESWESX | Ml/d | 2 | Gains in Water Available For Use / Savings in Demand under the selected programme (Ml/d) input as +ve 2021-22: 0; Gains in Water Available For Use / Savings in Demand under the selected programme (Ml/d) input as +ve 2022-23: 0; Gains in Water Available For Use / Savings in Demand under the selected programme (Ml/d) input as +ve 2023-24: 0; Gains in Water Available For Use / Savings in Demand under the selected programme (Ml/d) input as +ve 2024-25: 0; Gains in Water Available For Use / Savings in Demand under the selected programme (Ml/d) input as +ve 2025-26: 0.20074; Gains in Water Available For Use / Savings in Demand under the selected programme (Ml/d) input as +ve 2026-27: 0.29801; Gains in Water Available For Use / Savings in Demand under the selected programme (Ml/d) input as +ve 2027-28: 0.51191; Gains in Water Available For Use / Savings in Demand under the selected programme (Ml/d) input as +ve 2028-29: 0.75059; Gains in Water Available For Use / Savings in Demand under the selected programme (Ml/d) input as +ve 2029-30: 0.97523; Gains in Water Available For Use / Savings in Demand under the selected programme (Ml/d) input as +ve 2030-31: 1.2145; Gains in Water Available For Use / Savings in Demand under the selected programme (Ml/d) input as +ve 2031-32: 1.4687; Gains in Water Available For Use / Savings in Demand under the selected programme (Ml/d) input as +ve 2032-33: 1.7257; Gains in Water Available For Use / Savings in Demand under the selected programme (Ml/d) input as +ve 2033-34: 1.9858; Gains in Water Available For Use / Savings in Demand under the selected programme (Ml/d) input as +ve 2034-35: 2.2479; Gains in Water Available For Use / Savings in Demand under the selected programme (Ml/d) input as +ve 2035-36: 2.5807; Gains in Water Available For Use / Savings in Demand under the selected programme (Ml/d) input as +ve 2036-37: 2.9814; Gains in Water Available For Use / Savings in Demand under the selected programme (Ml/d) input as +ve 2037-38: 3.3809; Gains in Water Available For Use / Savings in Demand under the selected programme (Ml/d) input as +ve 2038-39: 3.7793; Gains in Water Available For Use / Savings in Demand under the selected programme (Ml/d) input as +ve 2039-40: 4.1764; Gains in Water Available For Use / Savings in Demand under the selected programme (Ml/d) input as +ve 2040-41: 4.5722; Gains in Water Available For Use / Savings in Demand under the selected programme (Ml/d) input as +ve 2041-42: 4.9668; Gains in Water Available For Use / Savings in Demand under the selected programme (Ml/d) input as +ve 2042-43: 5.36; Gains in Water Available For Use / Savings in Demand under the selected programme (Ml/d) input as +ve 2043-44: 5.7518; Gains in Water Available For Use / Savings in Demand under the selected programme (Ml/d) input as +ve 2044-45: 6.1422; Gains in Water Available For Use / Savings in Demand under the selected programme (Ml/d) input as +ve 2045-46: 6.5312; Gains in Water Available For Use / Savings in Demand under the selected programme (Ml/d) input as +ve 2046-47: 6.9187; Gains in Water Available For Use / Savings in Demand under the selected programme (Ml/d) input as +ve 2047-48: 7.3047; Gains in Water Available For Use / Savings in Demand under the selected programme (Ml/d) input as +ve 2048-49: 7.6892; Gains in Water Available For Use / Savings in Demand under the selected programme (Ml/d) input as +ve 2049-50: 8.0722
52dA | 40% reduction by 2050 - SPL | LEAK 4 | Supply pipe repairs / replacement | Customer Options | N | Habs Regs SR | ESWESX | Ml/d | 2 | Gains in Water Available For Use / Savings in Demand under the selected programme (Ml/d) input as +ve 2021-22: 0; Gains in Water Available For Use / Savings in Demand under the selected programme (Ml/d) input as +ve 2022-23: 0; Gains in Water Available For Use / Savings in Demand under the selected programme (Ml/d) input as +ve 2023-24: 0; Gains in Water Available For Use / Savings in Demand under the selected programme (Ml/d) input as +ve 2024-25: 0; Gains in Water Available For Use / Savings in Demand under the selected programme (Ml/d) input as +ve 2025-26: 0.29383; Gains in Water Available For Use / Savings in Demand under the selected programme (Ml/d) input as +ve 2026-27: 0.69112; Gains in Water Available For Use / Savings in Demand under the selected programme (Ml/d) input as +ve 2027-28: 0.97179; Gains in Water Available For Use / Savings in Demand under the selected programme (Ml/d) input as +ve 2028-29: 1.2277; Gains in Water Available For Use / Savings in Demand under the selected programme (Ml/d) input as +ve 2029-30: 1.4976; Gains in Water Available For Use / Savings in Demand under the selected programme (Ml/d) input as +ve 2030-31: 1.7529; Gains in Water Available For Use / Savings in Demand under the selected programme (Ml/d) input as +ve 2031-32: 1.9933; Gains in Water Available For Use / Savings in Demand under the selected programme (Ml/d) input as +ve 2032-33: 2.2309; Gains in Water Available For Use / Savings in Demand under the selected programme (Ml/d) input as +ve 2033-34: 2.4653; Gains in Water Available For Use / Savings in Demand under the selected programme (Ml/d) input as +ve 2034-35: 2.6977; Gains in Water Available For Use / Savings in Demand under the selected programme (Ml/d) input as +ve 2035-36: 2.8596; Gains in Water Available For Use / Savings in Demand under the selected programme (Ml/d) input as +ve 2036-37: 2.9534; Gains in Water Available For Use / Savings in Demand under the selected programme (Ml/d) input as +ve 2037-38: 3.0484; Gains in Water Available For Use / Savings in Demand under the selected programme (Ml/d) input as +ve 2038-39: 3.1447; Gains in Water Available For Use / Savings in Demand under the selected programme (Ml/d) input as +ve 2039-40: 3.2421; Gains in Water Available For Use / Savings in Demand under the selected programme (Ml/d) input as +ve 2040-41: 3.3409; Gains in Water Available For Use / Savings in Demand under the selected programme (Ml/d) input as +ve 2041-42: 3.4409; Gains in Water Available For Use / Savings in Demand under the selected programme (Ml/d) input as +ve 2042-43: 3.5423; Gains in Water Available For Use / Savings in Demand under the selected programme (Ml/d) input as +ve 2043-44: 3.645; Gains in Water Available For Use / Savings in Demand under the selected programme (Ml/d) input as +ve 2044-45: 3.7491; Gains in Water Available For Use / Savings in Demand under the selected programme (Ml/d) input as +ve 2045-46: 3.8547; Gains in Water Available For Use / Savings in Demand under the selected programme (Ml/d) input as +ve 2046-47: 3.9618; Gains in Water Available For Use / Savings in Demand under the selected programme (Ml/d) input as +ve 2047-48: 4.0703; Gains in Water Available For Use / Savings in Demand under the selected programme (Ml/d) input as +ve 2048-49: 4.1804; Gains in Water Available For Use / Savings in Demand under the selected programme (Ml/d) input as +ve 2049-50: 4.292
52dA | NHH scenario 9% | NHH | Other water efficiency | Customer Options | N | Habs Regs SR | ESWESX | Ml/d | 2 | Gains in Water Available For Use / Savings in Demand under the selected programme (Ml/d) input as +ve 2021-22: 0; Gains in Water Available For Use / Savings in Demand under the selected programme (Ml/d) input as +ve 2022-23: 0; Gains in Water Available For Use / Savings in Demand under the selected programme (Ml/d) input as +ve 2023-24: 0; Gains in Water Available For Use / Savings in Demand under the selected programme (Ml/d) input as +ve 2024-25: 0; Gains in Water Available For Use / Savings in Demand under the selected programme (Ml/d) input as +ve 2025-26: 0.21882; Gains in Water Available For Use / Savings in Demand under the selected programme (Ml/d) input as +ve 2026-27: 0.43764; Gains in Water Available For Use / Savings in Demand under the selected programme (Ml/d) input as +ve 2027-28: 0.65645; Gains in Water Available For Use / Savings in Demand under the selected programme (Ml/d) input as +ve 2028-29: 0.87527; Gains in Water Available For Use / Savings in Demand under the selected programme (Ml/d) input as +ve 2029-30: 1.0941; Gains in Water Available For Use / Savings in Demand under the selected programme (Ml/d) input as +ve 2030-31: 1.592; Gains in Water Available For Use / Savings in Demand under the selected programme (Ml/d) input as +ve 2031-32: 2.0899; Gains in Water Available For Use / Savings in Demand under the selected programme (Ml/d) input as +ve 2032-33: 2.5878; Gains in Water Available For Use / Savings in Demand under the selected programme (Ml/d) input as +ve 2033-34: 3.0857; Gains in Water Available For Use / Savings in Demand under the selected programme (Ml/d) input as +ve 2034-35: 3.5836; Gains in Water Available For Use / Savings in Demand under the selected programme (Ml/d) input as +ve 2035-36: 4.0542; Gains in Water Available For Use / Savings in Demand under the selected programme (Ml/d) input as +ve 2036-37: 4.5248; Gains in Water Available For Use / Savings in Demand under the selected programme (Ml/d) input as +ve 2037-38: 4.9954; Gains in Water Available For Use / Savings in Demand under the selected programme (Ml/d) input as +ve 2038-39: 4.9954; Gains in Water Available For Use / Savings in Demand under the selected programme (Ml/d) input as +ve 2039-40: 4.9954; Gains in Water Available For Use / Savings in Demand under the selected programme (Ml/d) input as +ve 2040-41: 4.9954; Gains in Water Available For Use / Savings in Demand under the selected programme (Ml/d) input as +ve 2041-42: 4.9954; Gains in Water Available For Use / Savings in Demand under the selected programme (Ml/d) input as +ve 2042-43: 4.9954; Gains in Water Available For Use / Savings in Demand under the selected programme (Ml/d) input as +ve 2043-44: 4.9954; Gains in Water Available For Use / Savings in Demand under the selected programme (Ml/d) input as +ve 2044-45: 4.9954; Gains in Water Available For Use / Savings in Demand under the selected programme (Ml/d) input as +ve 2045-46: 4.9954; Gains in Water Available For Use / Savings in Demand under the selected programme (Ml/d) input as +ve 2046-47: 4.9954; Gains in Water Available For Use / Savings in Demand under the selected programme (Ml/d) input as +ve 2047-48: 4.9954; Gains in Water Available For Use / Savings in Demand under the selected programme (Ml/d) input as +ve 2048-49: 4.9954; Gains in Water Available For Use / Savings in Demand under the selected programme (Ml/d) input as +ve 2049-50: 4.9954
52dA | Government Led Interventions | Gov Led | Other water efficiency | Customer Options | N | Habs Regs SR | ESWESX | Ml/d | 2 | Gains in Water Available For Use / Savings in Demand under the selected programme (Ml/d) input as +ve 2021-22: 0; Gains in Water Available For Use / Savings in Demand under the selected programme (Ml/d) input as +ve 2022-23: 0; Gains in Water Available For Use / Savings in Demand under the selected programme (Ml/d) input as +ve 2023-24: 0; Gains in Water Available For Use / Savings in Demand under the selected programme (Ml/d) input as +ve 2024-25: 0; Gains in Water Available For Use / Savings in Demand under the selected programme (Ml/d) input as +ve 2025-26: 0; Gains in Water Available For Use / Savings in Demand under the selected programme (Ml/d) input as +ve 2026-27: 0; Gains in Water Available For Use / Savings in Demand under the selected programme (Ml/d) input as +ve 2027-28: 0.59988; Gains in Water Available For Use / Savings in Demand under the selected programme (Ml/d) input as +ve 2028-29: 1.1975; Gains in Water Available For Use / Savings in Demand under the selected programme (Ml/d) input as +ve 2029-30: 1.7946; Gains in Water Available For Use / Savings in Demand under the selected programme (Ml/d) input as +ve 2030-31: 2.3822; Gains in Water Available For Use / Savings in Demand under the selected programme (Ml/d) input as +ve 2031-32: 2.9708; Gains in Water Available For Use / Savings in Demand under the selected programme (Ml/d) input as +ve 2032-33: 3.5502; Gains in Water Available For Use / Savings in Demand under the selected programme (Ml/d) input as +ve 2033-34: 4.7818; Gains in Water Available For Use / Savings in Demand under the selected programme (Ml/d) input as +ve 2034-35: 5.9977; Gains in Water Available For Use / Savings in Demand under the selected programme (Ml/d) input as +ve 2035-36: 7.2141; Gains in Water Available For Use / Savings in Demand under the selected programme (Ml/d) input as +ve 2036-37: 8.4273; Gains in Water Available For Use / Savings in Demand under the selected programme (Ml/d) input as +ve 2037-38: 9.6363; Gains in Water Available For Use / Savings in Demand under the selected programme (Ml/d) input as +ve 2038-39: 10.8434; Gains in Water Available For Use / Savings in Demand under the selected programme (Ml/d) input as +ve 2039-40: 12.0492; Gains in Water Available For Use / Savings in Demand under the selected programme (Ml/d) input as +ve 2040-41: 13.1339; Gains in Water Available For Use / Savings in Demand under the selected programme (Ml/d) input as +ve 2041-42: 14.3178; Gains in Water Available For Use / Savings in Demand under the selected programme (Ml/d) input as +ve 2042-43: 15.5007; Gains in Water Available For Use / Savings in Demand under the selected programme (Ml/d) input as +ve 2043-44: 15.8858; Gains in Water Available For Use / Savings in Demand under the selected programme (Ml/d) input as +ve 2044-45: 16.2764; Gains in Water Available For Use / Savings in Demand under the selected programme (Ml/d) input as +ve 2045-46: 16.6272; Gains in Water Available For Use / Savings in Demand under the selected programme (Ml/d) input as +ve 2046-47: 16.7883; Gains in Water Available For Use / Savings in Demand under the selected programme (Ml/d) input as +ve 2047-48: 17.1752; Gains in Water Available For Use / Savings in Demand under the selected programme (Ml/d) input as +ve 2048-49: 17.4441; Gains in Water Available For Use / Savings in Demand under the selected programme (Ml/d) input as +ve 2049-50: 17.8292
52dA | Metering Option 5 | DMO 5 | Metering compulsory | Customer Options | N | Habs Regs SR | ESWBLY | Ml/d | 2 | Gains in Water Available For Use / Savings in Demand under the selected programme (Ml/d) input as +ve 2021-22: 0; Gains in Water Available For Use / Savings in Demand under the selected programme (Ml/d) input as +ve 2022-23: 0; Gains in Water Available For Use / Savings in Demand under the selected programme (Ml/d) input as +ve 2023-24: 0; Gains in Water Available For Use / Savings in Demand under the selected programme (Ml/d) input as +ve 2024-25: 0; Gains in Water Available For Use / Savings in Demand under the selected programme (Ml/d) input as +ve 2025-26: -0.012394; Gains in Water Available For Use / Savings in Demand under the selected programme (Ml/d) input as +ve 2026-27: -0.026198; Gains in Water Available For Use / Savings in Demand under the selected programme (Ml/d) input as +ve 2027-28: -0.029349; Gains in Water Available For Use / Savings in Demand under the selected programme (Ml/d) input as +ve 2028-29: -0.032194; Gains in Water Available For Use / Savings in Demand under the selected programme (Ml/d) input as +ve 2029-30: -0.0043355; Gains in Water Available For Use / Savings in Demand under the selected programme (Ml/d) input as +ve 2030-31: 0.047867; Gains in Water Available For Use / Savings in Demand under the selected programme (Ml/d) input as +ve 2031-32: 0.071662; Gains in Water Available For Use / Savings in Demand under the selected programme (Ml/d) input as +ve 2032-33: 0.083741; Gains in Water Available For Use / Savings in Demand under the selected programme (Ml/d) input as +ve 2033-34: 0.094356; Gains in Water Available For Use / Savings in Demand under the selected programme (Ml/d) input as +ve 2034-35: 0.10431; Gains in Water Available For Use / Savings in Demand under the selected programme (Ml/d) input as +ve 2035-36: 0.10347; Gains in Water Available For Use / Savings in Demand under the selected programme (Ml/d) input as +ve 2036-37: 0.10275; Gains in Water Available For Use / Savings in Demand under the selected programme (Ml/d) input as +ve 2037-38: 0.10215; Gains in Water Available For Use / Savings in Demand under the selected programme (Ml/d) input as +ve 2038-39: 0.10161; Gains in Water Available For Use / Savings in Demand under the selected programme (Ml/d) input as +ve 2039-40: 0.10102; Gains in Water Available For Use / Savings in Demand under the selected programme (Ml/d) input as +ve 2040-41: 0.10031; Gains in Water Available For Use / Savings in Demand under the selected programme (Ml/d) input as +ve 2041-42: 0.099836; Gains in Water Available For Use / Savings in Demand under the selected programme (Ml/d) input as +ve 2042-43: 0.099425; Gains in Water Available For Use / Savings in Demand under the selected programme (Ml/d) input as +ve 2043-44: 0.09941; Gains in Water Available For Use / Savings in Demand under the selected programme (Ml/d) input as +ve 2044-45: 0.099437; Gains in Water Available For Use / Savings in Demand under the selected programme (Ml/d) input as +ve 2045-46: 0.099467; Gains in Water Available For Use / Savings in Demand under the selected programme (Ml/d) input as +ve 2046-47: 0.09955; Gains in Water Available For Use / Savings in Demand under the selected programme (Ml/d) input as +ve 2047-48: 0.099653; Gains in Water Available For Use / Savings in Demand under the selected programme (Ml/d) input as +ve 2048-49: 0.099775; Gains in Water Available For Use / Savings in Demand under the selected programme (Ml/d) input as +ve 2049-50: 0.099896
52dA | Medium scenario | WEF Medium | Other water efficiency | Customer Options | N | Habs Regs SR | ESWBLY | Ml/d | 2 | Gains in Water Available For Use / Savings in Demand under the selected programme (Ml/d) input as +ve 2021-22: 0; Gains in Water Available For Use / Savings in Demand under the selected programme (Ml/d) input as +ve 2022-23: 0; Gains in Water Available For Use / Savings in Demand under the selected programme (Ml/d) input as +ve 2023-24: 0; Gains in Water Available For Use / Savings in Demand under the selected programme (Ml/d) input as +ve 2024-25: 0; Gains in Water Available For Use / Savings in Demand under the selected programme (Ml/d) input as +ve 2025-26: 0.03569; Gains in Water Available For Use / Savings in Demand under the selected programme (Ml/d) input as +ve 2026-27: 0.07085; Gains in Water Available For Use / Savings in Demand under the selected programme (Ml/d) input as +ve 2027-28: 0.10571; Gains in Water Available For Use / Savings in Demand under the selected programme (Ml/d) input as +ve 2028-29: 0.14015; Gains in Water Available For Use / Savings in Demand under the selected programme (Ml/d) input as +ve 2029-30: 0.17383; Gains in Water Available For Use / Savings in Demand under the selected programme (Ml/d) input as +ve 2030-31: 0.20584; Gains in Water Available For Use / Savings in Demand under the selected programme (Ml/d) input as +ve 2031-32: 0.23782; Gains in Water Available For Use / Savings in Demand under the selected programme (Ml/d) input as +ve 2032-33: 0.26964; Gains in Water Available For Use / Savings in Demand under the selected programme (Ml/d) input as +ve 2033-34: 0.30117; Gains in Water Available For Use / Savings in Demand under the selected programme (Ml/d) input as +ve 2034-35: 0.33249; Gains in Water Available For Use / Savings in Demand under the selected programme (Ml/d) input as +ve 2035-36: 0.34078; Gains in Water Available For Use / Savings in Demand under the selected programme (Ml/d) input as +ve 2036-37: 0.34897; Gains in Water Available For Use / Savings in Demand under the selected programme (Ml/d) input as +ve 2037-38: 0.35727; Gains in Water Available For Use / Savings in Demand under the selected programme (Ml/d) input as +ve 2038-39: 0.36563; Gains in Water Available For Use / Savings in Demand under the selected programme (Ml/d) input as +ve 2039-40: 0.37379; Gains in Water Available For Use / Savings in Demand under the selected programme (Ml/d) input as +ve 2040-41: 0.38159; Gains in Water Available For Use / Savings in Demand under the selected programme (Ml/d) input as +ve 2041-42: 0.38953; Gains in Water Available For Use / Savings in Demand under the selected programme (Ml/d) input as +ve 2042-43: 0.39748; Gains in Water Available For Use / Savings in Demand under the selected programme (Ml/d) input as +ve 2043-44: 0.40548; Gains in Water Available For Use / Savings in Demand under the selected programme (Ml/d) input as +ve 2044-45: 0.41349; Gains in Water Available For Use / Savings in Demand under the selected programme (Ml/d) input as +ve 2045-46: 0.42116; Gains in Water Available For Use / Savings in Demand under the selected programme (Ml/d) input as +ve 2046-47: 0.42885; Gains in Water Available For Use / Savings in Demand under the selected programme (Ml/d) input as +ve 2047-48: 0.43665; Gains in Water Available For Use / Savings in Demand under the selected programme (Ml/d) input as +ve 2048-49: 0.44454; Gains in Water Available For Use / Savings in Demand under the selected programme (Ml/d) input as +ve 2049-50: 0.44401
52dA | Smart scenario | HH Smart | Other water efficiency | Customer Options | N | Habs Regs SR | ESWBLY | Ml/d | 2 | Gains in Water Available For Use / Savings in Demand under the selected programme (Ml/d) input as +ve 2021-22: 0; Gains in Water Available For Use / Savings in Demand under the selected programme (Ml/d) input as +ve 2022-23: 0; Gains in Water Available For Use / Savings in Demand under the selected programme (Ml/d) input as +ve 2023-24: 0; Gains in Water Available For Use / Savings in Demand under the selected programme (Ml/d) input as +ve 2024-25: 0; Gains in Water Available For Use / Savings in Demand under the selected programme (Ml/d) input as +ve 2025-26: 0.013178; Gains in Water Available For Use / Savings in Demand under the selected programme (Ml/d) input as +ve 2026-27: 0.039369; Gains in Water Available For Use / Savings in Demand under the selected programme (Ml/d) input as +ve 2027-28: 0.043888; Gains in Water Available For Use / Savings in Demand under the selected programme (Ml/d) input as +ve 2028-29: 0.083937; Gains in Water Available For Use / Savings in Demand under the selected programme (Ml/d) input as +ve 2029-30: 0.12562; Gains in Water Available For Use / Savings in Demand under the selected programme (Ml/d) input as +ve 2030-31: 0.14181; Gains in Water Available For Use / Savings in Demand under the selected programme (Ml/d) input as +ve 2031-32: 0.15805; Gains in Water Available For Use / Savings in Demand under the selected programme (Ml/d) input as +ve 2032-33: 0.1742; Gains in Water Available For Use / Savings in Demand under the selected programme (Ml/d) input as +ve 2033-34: 0.1902; Gains in Water Available For Use / Savings in Demand under the selected programme (Ml/d) input as +ve 2034-35: 0.2061; Gains in Water Available For Use / Savings in Demand under the selected programme (Ml/d) input as +ve 2035-36: 0.2055; Gains in Water Available For Use / Savings in Demand under the selected programme (Ml/d) input as +ve 2036-37: 0.20485; Gains in Water Available For Use / Savings in Demand under the selected programme (Ml/d) input as +ve 2037-38: 0.20428; Gains in Water Available For Use / Savings in Demand under the selected programme (Ml/d) input as +ve 2038-39: 0.20376; Gains in Water Available For Use / Savings in Demand under the selected programme (Ml/d) input as +ve 2039-40: 0.20317; Gains in Water Available For Use / Savings in Demand under the selected programme (Ml/d) input as +ve 2040-41: 0.20257; Gains in Water Available For Use / Savings in Demand under the selected programme (Ml/d) input as +ve 2041-42: 0.20204; Gains in Water Available For Use / Savings in Demand under the selected programme (Ml/d) input as +ve 2042-43: 0.20155; Gains in Water Available For Use / Savings in Demand under the selected programme (Ml/d) input as +ve 2043-44: 0.2011; Gains in Water Available For Use / Savings in Demand under the selected programme (Ml/d) input as +ve 2044-45: 0.20067; Gains in Water Available For Use / Savings in Demand under the selected programme (Ml/d) input as +ve 2045-46: 0.20025; Gains in Water Available For Use / Savings in Demand under the selected programme (Ml/d) input as +ve 2046-47: 0.19986; Gains in Water Available For Use / Savings in Demand under the selected programme (Ml/d) input as +ve 2047-48: 0.19953; Gains in Water Available For Use / Savings in Demand under the selected programme (Ml/d) input as +ve 2048-49: 0.19926; Gains in Water Available For Use / Savings in Demand under the selected programme (Ml/d) input as +ve 2049-50: 0.20749
52cA | 40% reduction by 2050 - DL | LEAK 2 | Other leakage control | Distribution Options | N | Habs Regs SR | ESWBLY | Ml/d | 2 | Gains in Water Available For Use / Savings in Demand under the selected programme (Ml/d) input as +ve 2021-22: 0; Gains in Water Available For Use / Savings in Demand under the selected programme (Ml/d) input as +ve 2022-23: 0; Gains in Water Available For Use / Savings in Demand under the selected programme (Ml/d) input as +ve 2023-24: 0; Gains in Water Available For Use / Savings in Demand under the selected programme (Ml/d) input as +ve 2024-25: 0; Gains in Water Available For Use / Savings in Demand under the selected programme (Ml/d) input as +ve 2025-26: 0.016013; Gains in Water Available For Use / Savings in Demand under the selected programme (Ml/d) input as +ve 2026-27: 0.032298; Gains in Water Available For Use / Savings in Demand under the selected programme (Ml/d) input as +ve 2027-28: 0.046891; Gains in Water Available For Use / Savings in Demand under the selected programme (Ml/d) input as +ve 2028-29: 0.061476; Gains in Water Available For Use / Savings in Demand under the selected programme (Ml/d) input as +ve 2029-30: 0.067705; Gains in Water Available For Use / Savings in Demand under the selected programme (Ml/d) input as +ve 2030-31: 0.06822; Gains in Water Available For Use / Savings in Demand under the selected programme (Ml/d) input as +ve 2031-32: 0.076905; Gains in Water Available For Use / Savings in Demand under the selected programme (Ml/d) input as +ve 2032-33: 0.091173; Gains in Water Available For Use / Savings in Demand under the selected programme (Ml/d) input as +ve 2033-34: 0.10543; Gains in Water Available For Use / Savings in Demand under the selected programme (Ml/d) input as +ve 2034-35: 0.11967; Gains in Water Available For Use / Savings in Demand under the selected programme (Ml/d) input as +ve 2035-36: 0.13389; Gains in Water Available For Use / Savings in Demand under the selected programme (Ml/d) input as +ve 2036-37: 0.1481; Gains in Water Available For Use / Savings in Demand under the selected programme (Ml/d) input as +ve 2037-38: 0.1623; Gains in Water Available For Use / Savings in Demand under the selected programme (Ml/d) input as +ve 2038-39: 0.17649; Gains in Water Available For Use / Savings in Demand under the selected programme (Ml/d) input as +ve 2039-40: 0.19066; Gains in Water Available For Use / Savings in Demand under the selected programme (Ml/d) input as +ve 2040-41: 0.20482; Gains in Water Available For Use / Savings in Demand under the selected programme (Ml/d) input as +ve 2041-42: 0.21896; Gains in Water Available For Use / Savings in Demand under the selected programme (Ml/d) input as +ve 2042-43: 0.23309; Gains in Water Available For Use / Savings in Demand under the selected programme (Ml/d) input as +ve 2043-44: 0.2472; Gains in Water Available For Use / Savings in Demand under the selected programme (Ml/d) input as +ve 2044-45: 0.26131; Gains in Water Available For Use / Savings in Demand under the selected programme (Ml/d) input as +ve 2045-46: 0.2754; Gains in Water Available For Use / Savings in Demand under the selected programme (Ml/d) input as +ve 2046-47: 0.28948; Gains in Water Available For Use / Savings in Demand under the selected programme (Ml/d) input as +ve 2047-48: 0.30356; Gains in Water Available For Use / Savings in Demand under the selected programme (Ml/d) input as +ve 2048-49: 0.31762; Gains in Water Available For Use / Savings in Demand under the selected programme (Ml/d) input as +ve 2049-50: 0.33168
52dA | 40% reduction by 2050 - SPL | LEAK 4 | Supply pipe repairs / replacement | Customer Options | N | Habs Regs SR | ESWBLY | Ml/d | 2 | Gains in Water Available For Use / Savings in Demand under the selected programme (Ml/d) input as +ve 2021-22: 0; Gains in Water Available For Use / Savings in Demand under the selected programme (Ml/d) input as +ve 2022-23: 0; Gains in Water Available For Use / Savings in Demand under the selected programme (Ml/d) input as +ve 2023-24: 0; Gains in Water Available For Use / Savings in Demand under the selected programme (Ml/d) input as +ve 2024-25: 0; Gains in Water Available For Use / Savings in Demand under the selected programme (Ml/d) input as +ve 2025-26: -0.00034263; Gains in Water Available For Use / Savings in Demand under the selected programme (Ml/d) input as +ve 2026-27: -0.00095738; Gains in Water Available For Use / Savings in Demand under the selected programme (Ml/d) input as +ve 2027-28: 0.00011927; Gains in Water Available For Use / Savings in Demand under the selected programme (Ml/d) input as +ve 2028-29: 0.0012047; Gains in Water Available For Use / Savings in Demand under the selected programme (Ml/d) input as +ve 2029-30: 0.010646; Gains in Water Available For Use / Savings in Demand under the selected programme (Ml/d) input as +ve 2030-31: 0.025801; Gains in Water Available For Use / Savings in Demand under the selected programme (Ml/d) input as +ve 2031-32: 0.032787; Gains in Water Available For Use / Savings in Demand under the selected programme (Ml/d) input as +ve 2032-33: 0.034188; Gains in Water Available For Use / Savings in Demand under the selected programme (Ml/d) input as +ve 2033-34: 0.035604; Gains in Water Available For Use / Savings in Demand under the selected programme (Ml/d) input as +ve 2034-35: 0.037034; Gains in Water Available For Use / Savings in Demand under the selected programme (Ml/d) input as +ve 2035-36: 0.038479; Gains in Water Available For Use / Savings in Demand under the selected programme (Ml/d) input as +ve 2036-37: 0.039938; Gains in Water Available For Use / Savings in Demand under the selected programme (Ml/d) input as +ve 2037-38: 0.04141; Gains in Water Available For Use / Savings in Demand under the selected programme (Ml/d) input as +ve 2038-39: 0.042894; Gains in Water Available For Use / Savings in Demand under the selected programme (Ml/d) input as +ve 2039-40: 0.044389; Gains in Water Available For Use / Savings in Demand under the selected programme (Ml/d) input as +ve 2040-41: 0.045903; Gains in Water Available For Use / Savings in Demand under the selected programme (Ml/d) input as +ve 2041-42: 0.047435; Gains in Water Available For Use / Savings in Demand under the selected programme (Ml/d) input as +ve 2042-43: 0.048978; Gains in Water Available For Use / Savings in Demand under the selected programme (Ml/d) input as +ve 2043-44: 0.050533; Gains in Water Available For Use / Savings in Demand under the selected programme (Ml/d) input as +ve 2044-45: 0.052099; Gains in Water Available For Use / Savings in Demand under the selected programme (Ml/d) input as +ve 2045-46: 0.053676; Gains in Water Available For Use / Savings in Demand under the selected programme (Ml/d) input as +ve 2046-47: 0.055263; Gains in Water Available For Use / Savings in Demand under the selected programme (Ml/d) input as +ve 2047-48: 0.056858; Gains in Water Available For Use / Savings in Demand under the selected programme (Ml/d) input as +ve 2048-49: 0.058461; Gains in Water Available For Use / Savings in Demand under the selected programme (Ml/d) input as +ve 2049-50: 0.060072
52dA | NHH scenario 9% | NHH | Other water efficiency | Customer Options | N | Habs Regs SR | ESWBLY | Ml/d | 2 | Gains in Water Available For Use / Savings in Demand under the selected programme (Ml/d) input as +ve 2021-22: 0; Gains in Water Available For Use / Savings in Demand under the selected programme (Ml/d) input as +ve 2022-23: 0; Gains in Water Available For Use / Savings in Demand under the selected programme (Ml/d) input as +ve 2023-24: 0; Gains in Water Available For Use / Savings in Demand under the selected programme (Ml/d) input as +ve 2024-25: 0; Gains in Water Available For Use / Savings in Demand under the selected programme (Ml/d) input as +ve 2025-26: 0.010145; Gains in Water Available For Use / Savings in Demand under the selected programme (Ml/d) input as +ve 2026-27: 0.020289; Gains in Water Available For Use / Savings in Demand under the selected programme (Ml/d) input as +ve 2027-28: 0.030434; Gains in Water Available For Use / Savings in Demand under the selected programme (Ml/d) input as +ve 2028-29: 0.040578; Gains in Water Available For Use / Savings in Demand under the selected programme (Ml/d) input as +ve 2029-30: 0.050723; Gains in Water Available For Use / Savings in Demand under the selected programme (Ml/d) input as +ve 2030-31: 0.072468; Gains in Water Available For Use / Savings in Demand under the selected programme (Ml/d) input as +ve 2031-32: 0.094213; Gains in Water Available For Use / Savings in Demand under the selected programme (Ml/d) input as +ve 2032-33: 0.11596; Gains in Water Available For Use / Savings in Demand under the selected programme (Ml/d) input as +ve 2033-34: 0.1377; Gains in Water Available For Use / Savings in Demand under the selected programme (Ml/d) input as +ve 2034-35: 0.15945; Gains in Water Available For Use / Savings in Demand under the selected programme (Ml/d) input as +ve 2035-36: 0.17965; Gains in Water Available For Use / Savings in Demand under the selected programme (Ml/d) input as +ve 2036-37: 0.19984; Gains in Water Available For Use / Savings in Demand under the selected programme (Ml/d) input as +ve 2037-38: 0.22004; Gains in Water Available For Use / Savings in Demand under the selected programme (Ml/d) input as +ve 2038-39: 0.22004; Gains in Water Available For Use / Savings in Demand under the selected programme (Ml/d) input as +ve 2039-40: 0.22004; Gains in Water Available For Use / Savings in Demand under the selected programme (Ml/d) input as +ve 2040-41: 0.22004; Gains in Water Available For Use / Savings in Demand under the selected programme (Ml/d) input as +ve 2041-42: 0.22004; Gains in Water Available For Use / Savings in Demand under the selected programme (Ml/d) input as +ve 2042-43: 0.22004; Gains in Water Available For Use / Savings in Demand under the selected programme (Ml/d) input as +ve 2043-44: 0.22004; Gains in Water Available For Use / Savings in Demand under the selected programme (Ml/d) input as +ve 2044-45: 0.22004; Gains in Water Available For Use / Savings in Demand under the selected programme (Ml/d) input as +ve 2045-46: 0.22004; Gains in Water Available For Use / Savings in Demand under the selected programme (Ml/d) input as +ve 2046-47: 0.22004; Gains in Water Available For Use / Savings in Demand under the selected programme (Ml/d) input as +ve 2047-48: 0.22004; Gains in Water Available For Use / Savings in Demand under the selected programme (Ml/d) input as +ve 2048-49: 0.22004; Gains in Water Available For Use / Savings in Demand under the selected programme (Ml/d) input as +ve 2049-50: 0.22004
52dA | Government Led Interventions | Gov Led | Other water efficiency | Customer Options | N | Habs Regs SR | ESWBLY | Ml/d | 2 | Gains in Water Available For Use / Savings in Demand under the selected programme (Ml/d) input as +ve 2021-22: 0; Gains in Water Available For Use / Savings in Demand under the selected programme (Ml/d) input as +ve 2022-23: 0; Gains in Water Available For Use / Savings in Demand under the selected programme (Ml/d) input as +ve 2023-24: 0; Gains in Water Available For Use / Savings in Demand under the selected programme (Ml/d) input as +ve 2024-25: 0; Gains in Water Available For Use / Savings in Demand under the selected programme (Ml/d) input as +ve 2025-26: 0; Gains in Water Available For Use / Savings in Demand under the selected programme (Ml/d) input as +ve 2026-27: 0; Gains in Water Available For Use / Savings in Demand under the selected programme (Ml/d) input as +ve 2027-28: 0.012316; Gains in Water Available For Use / Savings in Demand under the selected programme (Ml/d) input as +ve 2028-29: 0.024493; Gains in Water Available For Use / Savings in Demand under the selected programme (Ml/d) input as +ve 2029-30: 0.036494; Gains in Water Available For Use / Savings in Demand under the selected programme (Ml/d) input as +ve 2030-31: 0.048407; Gains in Water Available For Use / Savings in Demand under the selected programme (Ml/d) input as +ve 2031-32: 0.060275; Gains in Water Available For Use / Savings in Demand under the selected programme (Ml/d) input as +ve 2032-33: 0.072075; Gains in Water Available For Use / Savings in Demand under the selected programme (Ml/d) input as +ve 2033-34: 0.09694; Gains in Water Available For Use / Savings in Demand under the selected programme (Ml/d) input as +ve 2034-35: 0.12163; Gains in Water Available For Use / Savings in Demand under the selected programme (Ml/d) input as +ve 2035-36: 0.14621; Gains in Water Available For Use / Savings in Demand under the selected programme (Ml/d) input as +ve 2036-37: 0.17063; Gains in Water Available For Use / Savings in Demand under the selected programme (Ml/d) input as +ve 2037-38: 0.19495; Gains in Water Available For Use / Savings in Demand under the selected programme (Ml/d) input as +ve 2038-39: 0.21921; Gains in Water Available For Use / Savings in Demand under the selected programme (Ml/d) input as +ve 2039-40: 0.24321; Gains in Water Available For Use / Savings in Demand under the selected programme (Ml/d) input as +ve 2040-41: 0.26705; Gains in Water Available For Use / Savings in Demand under the selected programme (Ml/d) input as +ve 2041-42: 0.29089; Gains in Water Available For Use / Savings in Demand under the selected programme (Ml/d) input as +ve 2042-43: 0.31469; Gains in Water Available For Use / Savings in Demand under the selected programme (Ml/d) input as +ve 2043-44: 0.32223; Gains in Water Available For Use / Savings in Demand under the selected programme (Ml/d) input as +ve 2044-45: 0.32982; Gains in Water Available For Use / Savings in Demand under the selected programme (Ml/d) input as +ve 2045-46: 0.33738; Gains in Water Available For Use / Savings in Demand under the selected programme (Ml/d) input as +ve 2046-47: 0.34497; Gains in Water Available For Use / Savings in Demand under the selected programme (Ml/d) input as +ve 2047-48: 0.35268; Gains in Water Available For Use / Savings in Demand under the selected programme (Ml/d) input as +ve 2048-49: 0.36049; Gains in Water Available For Use / Savings in Demand under the selected programme (Ml/d) input as +ve 2049-50: 0.36836
52dA | Metering Option 5 | DMO 5 | Metering compulsory | Customer Options | N | Habs Regs SR | ESWHRT | Ml/d | 2 | Gains in Water Available For Use / Savings in Demand under the selected programme (Ml/d) input as +ve 2021-22: 0; Gains in Water Available For Use / Savings in Demand under the selected programme (Ml/d) input as +ve 2022-23: 2.5757e-14; Gains in Water Available For Use / Savings in Demand under the selected programme (Ml/d) input as +ve 2023-24: 4.0856e-14; Gains in Water Available For Use / Savings in Demand under the selected programme (Ml/d) input as +ve 2024-25: 0; Gains in Water Available For Use / Savings in Demand under the selected programme (Ml/d) input as +ve 2025-26: 0.028223; Gains in Water Available For Use / Savings in Demand under the selected programme (Ml/d) input as +ve 2026-27: 0.051024; Gains in Water Available For Use / Savings in Demand under the selected programme (Ml/d) input as +ve 2027-28: -0.034635; Gains in Water Available For Use / Savings in Demand under the selected programme (Ml/d) input as +ve 2028-29: -0.040982; Gains in Water Available For Use / Savings in Demand under the selected programme (Ml/d) input as +ve 2029-30: -0.044941; Gains in Water Available For Use / Savings in Demand under the selected programme (Ml/d) input as +ve 2030-31: -0.047758; Gains in Water Available For Use / Savings in Demand under the selected programme (Ml/d) input as +ve 2031-32: -0.048309; Gains in Water Available For Use / Savings in Demand under the selected programme (Ml/d) input as +ve 2032-33: -0.047194; Gains in Water Available For Use / Savings in Demand under the selected programme (Ml/d) input as +ve 2033-34: -0.045688; Gains in Water Available For Use / Savings in Demand under the selected programme (Ml/d) input as +ve 2034-35: -0.04385; Gains in Water Available For Use / Savings in Demand under the selected programme (Ml/d) input as +ve 2035-36: -0.042511; Gains in Water Available For Use / Savings in Demand under the selected programme (Ml/d) input as +ve 2036-37: -0.040812; Gains in Water Available For Use / Savings in Demand under the selected programme (Ml/d) input as +ve 2037-38: -0.038842; Gains in Water Available For Use / Savings in Demand under the selected programme (Ml/d) input as +ve 2038-39: -0.036735; Gains in Water Available For Use / Savings in Demand under the selected programme (Ml/d) input as +ve 2039-40: -0.034515; Gains in Water Available For Use / Savings in Demand under the selected programme (Ml/d) input as +ve 2040-41: -0.032991; Gains in Water Available For Use / Savings in Demand under the selected programme (Ml/d) input as +ve 2041-42: -0.030526; Gains in Water Available For Use / Savings in Demand under the selected programme (Ml/d) input as +ve 2042-43: -0.028288; Gains in Water Available For Use / Savings in Demand under the selected programme (Ml/d) input as +ve 2043-44: -0.026948; Gains in Water Available For Use / Savings in Demand under the selected programme (Ml/d) input as +ve 2044-45: -0.026745; Gains in Water Available For Use / Savings in Demand under the selected programme (Ml/d) input as +ve 2045-46: -0.026598; Gains in Water Available For Use / Savings in Demand under the selected programme (Ml/d) input as +ve 2046-47: -0.026563; Gains in Water Available For Use / Savings in Demand under the selected programme (Ml/d) input as +ve 2047-48: -0.026636; Gains in Water Available For Use / Savings in Demand under the selected programme (Ml/d) input as +ve 2048-49: -0.026832; Gains in Water Available For Use / Savings in Demand under the selected programme (Ml/d) input as +ve 2049-50: -0.026965
52dA | Medium scenario | WEF Medium | Other water efficiency | Customer Options | N | Habs Regs SR | ESWHRT | Ml/d | 2 | Gains in Water Available For Use / Savings in Demand under the selected programme (Ml/d) input as +ve 2021-22: 0; Gains in Water Available For Use / Savings in Demand under the selected programme (Ml/d) input as +ve 2022-23: 0; Gains in Water Available For Use / Savings in Demand under the selected programme (Ml/d) input as +ve 2023-24: 0; Gains in Water Available For Use / Savings in Demand under the selected programme (Ml/d) input as +ve 2024-25: 0; Gains in Water Available For Use / Savings in Demand under the selected programme (Ml/d) input as +ve 2025-26: 0.026466; Gains in Water Available For Use / Savings in Demand under the selected programme (Ml/d) input as +ve 2026-27: 0.052703; Gains in Water Available For Use / Savings in Demand under the selected programme (Ml/d) input as +ve 2027-28: 0.078838; Gains in Water Available For Use / Savings in Demand under the selected programme (Ml/d) input as +ve 2028-29: 0.10477; Gains in Water Available For Use / Savings in Demand under the selected programme (Ml/d) input as +ve 2029-30: 0.13038; Gains in Water Available For Use / Savings in Demand under the selected programme (Ml/d) input as +ve 2030-31: 0.15447; Gains in Water Available For Use / Savings in Demand under the selected programme (Ml/d) input as +ve 2031-32: 0.17839; Gains in Water Available For Use / Savings in Demand under the selected programme (Ml/d) input as +ve 2032-33: 0.20212; Gains in Water Available For Use / Savings in Demand under the selected programme (Ml/d) input as +ve 2033-34: 0.2257; Gains in Water Available For Use / Savings in Demand under the selected programme (Ml/d) input as +ve 2034-35: 0.24916; Gains in Water Available For Use / Savings in Demand under the selected programme (Ml/d) input as +ve 2035-36: 0.27207; Gains in Water Available For Use / Savings in Demand under the selected programme (Ml/d) input as +ve 2036-37: 0.29486; Gains in Water Available For Use / Savings in Demand under the selected programme (Ml/d) input as +ve 2037-38: 0.31769; Gains in Water Available For Use / Savings in Demand under the selected programme (Ml/d) input as +ve 2038-39: 0.34039; Gains in Water Available For Use / Savings in Demand under the selected programme (Ml/d) input as +ve 2039-40: 0.36273; Gains in Water Available For Use / Savings in Demand under the selected programme (Ml/d) input as +ve 2040-41: 0.38414; Gains in Water Available For Use / Savings in Demand under the selected programme (Ml/d) input as +ve 2041-42: 0.40546; Gains in Water Available For Use / Savings in Demand under the selected programme (Ml/d) input as +ve 2042-43: 0.42676; Gains in Water Available For Use / Savings in Demand under the selected programme (Ml/d) input as +ve 2043-44: 0.44802; Gains in Water Available For Use / Savings in Demand under the selected programme (Ml/d) input as +ve 2044-45: 0.44686; Gains in Water Available For Use / Savings in Demand under the selected programme (Ml/d) input as +ve 2045-46: 0.44567; Gains in Water Available For Use / Savings in Demand under the selected programme (Ml/d) input as +ve 2046-47: 0.4445; Gains in Water Available For Use / Savings in Demand under the selected programme (Ml/d) input as +ve 2047-48: 0.44352; Gains in Water Available For Use / Savings in Demand under the selected programme (Ml/d) input as +ve 2048-49: 0.44272; Gains in Water Available For Use / Savings in Demand under the selected programme (Ml/d) input as +ve 2049-50: 0.44206
52dA | Smart scenario | HH Smart | Other water efficiency | Customer Options | N | Habs Regs SR | ESWHRT | Ml/d | 2 | Gains in Water Available For Use / Savings in Demand under the selected programme (Ml/d) input as +ve 2021-22: 0; Gains in Water Available For Use / Savings in Demand under the selected programme (Ml/d) input as +ve 2022-23: 0; Gains in Water Available For Use / Savings in Demand under the selected programme (Ml/d) input as +ve 2023-24: 0; Gains in Water Available For Use / Savings in Demand under the selected programme (Ml/d) input as +ve 2024-25: 0; Gains in Water Available For Use / Savings in Demand under the selected programme (Ml/d) input as +ve 2025-26: 0.00076894; Gains in Water Available For Use / Savings in Demand under the selected programme (Ml/d) input as +ve 2026-27: 0.0091903; Gains in Water Available For Use / Savings in Demand under the selected programme (Ml/d) input as +ve 2027-28: 0.0022905; Gains in Water Available For Use / Savings in Demand under the selected programme (Ml/d) input as +ve 2028-29: 0.003044; Gains in Water Available For Use / Savings in Demand under the selected programme (Ml/d) input as +ve 2029-30: 0.003788; Gains in Water Available For Use / Savings in Demand under the selected programme (Ml/d) input as +ve 2030-31: 0.0045073; Gains in Water Available For Use / Savings in Demand under the selected programme (Ml/d) input as +ve 2031-32: 0.0052213; Gains in Water Available For Use / Savings in Demand under the selected programme (Ml/d) input as +ve 2032-33: 0.0059298; Gains in Water Available For Use / Savings in Demand under the selected programme (Ml/d) input as +ve 2033-34: 0.0066337; Gains in Water Available For Use / Savings in Demand under the selected programme (Ml/d) input as +ve 2034-35: 0.007334; Gains in Water Available For Use / Savings in Demand under the selected programme (Ml/d) input as +ve 2035-36: 0.0073103; Gains in Water Available For Use / Savings in Demand under the selected programme (Ml/d) input as +ve 2036-37: 0.0072876; Gains in Water Available For Use / Savings in Demand under the selected programme (Ml/d) input as +ve 2037-38: 0.0072689; Gains in Water Available For Use / Savings in Demand under the selected programme (Ml/d) input as +ve 2038-39: 0.0072502; Gains in Water Available For Use / Savings in Demand under the selected programme (Ml/d) input as +ve 2039-40: 0.0072268; Gains in Water Available For Use / Savings in Demand under the selected programme (Ml/d) input as +ve 2040-41: 0.0072019; Gains in Water Available For Use / Savings in Demand under the selected programme (Ml/d) input as +ve 2041-42: 0.0071781; Gains in Water Available For Use / Savings in Demand under the selected programme (Ml/d) input as +ve 2042-43: 0.0071565; Gains in Water Available For Use / Savings in Demand under the selected programme (Ml/d) input as +ve 2043-44: 0.0071365; Gains in Water Available For Use / Savings in Demand under the selected programme (Ml/d) input as +ve 2044-45: 0.0071179; Gains in Water Available For Use / Savings in Demand under the selected programme (Ml/d) input as +ve 2045-46: 0.007099; Gains in Water Available For Use / Savings in Demand under the selected programme (Ml/d) input as +ve 2046-47: 0.0070803; Gains in Water Available For Use / Savings in Demand under the selected programme (Ml/d) input as +ve 2047-48: 0.0070648; Gains in Water Available For Use / Savings in Demand under the selected programme (Ml/d) input as +ve 2048-49: 0.007052; Gains in Water Available For Use / Savings in Demand under the selected programme (Ml/d) input as +ve 2049-50: 0.0070416
52cA | 40% reduction by 2050 - DL | LEAK 2 | Other leakage control | Distribution Options | N | Habs Regs SR | ESWHRT | Ml/d | 2 | Gains in Water Available For Use / Savings in Demand under the selected programme (Ml/d) input as +ve 2021-22: 0; Gains in Water Available For Use / Savings in Demand under the selected programme (Ml/d) input as +ve 2022-23: 0; Gains in Water Available For Use / Savings in Demand under the selected programme (Ml/d) input as +ve 2023-24: 0; Gains in Water Available For Use / Savings in Demand under the selected programme (Ml/d) input as +ve 2024-25: 0; Gains in Water Available For Use / Savings in Demand under the selected programme (Ml/d) input as +ve 2025-26: -0.0016146; Gains in Water Available For Use / Savings in Demand under the selected programme (Ml/d) input as +ve 2026-27: -0.0028628; Gains in Water Available For Use / Savings in Demand under the selected programme (Ml/d) input as +ve 2027-28: 0.0042862; Gains in Water Available For Use / Savings in Demand under the selected programme (Ml/d) input as +ve 2028-29: 0.011415; Gains in Water Available For Use / Savings in Demand under the selected programme (Ml/d) input as +ve 2029-30: 0.018531; Gains in Water Available For Use / Savings in Demand under the selected programme (Ml/d) input as +ve 2030-31: 0.025451; Gains in Water Available For Use / Savings in Demand under the selected programme (Ml/d) input as +ve 2031-32: 0.03218; Gains in Water Available For Use / Savings in Demand under the selected programme (Ml/d) input as +ve 2032-33: 0.0389; Gains in Water Available For Use / Savings in Demand under the selected programme (Ml/d) input as +ve 2033-34: 0.045608; Gains in Water Available For Use / Savings in Demand under the selected programme (Ml/d) input as +ve 2034-35: 0.052305; Gains in Water Available For Use / Savings in Demand under the selected programme (Ml/d) input as +ve 2035-36: 0.05899; Gains in Water Available For Use / Savings in Demand under the selected programme (Ml/d) input as +ve 2036-37: 0.065666; Gains in Water Available For Use / Savings in Demand under the selected programme (Ml/d) input as +ve 2037-38: 0.072333; Gains in Water Available For Use / Savings in Demand under the selected programme (Ml/d) input as +ve 2038-39: 0.07899; Gains in Water Available For Use / Savings in Demand under the selected programme (Ml/d) input as +ve 2039-40: 0.085637; Gains in Water Available For Use / Savings in Demand under the selected programme (Ml/d) input as +ve 2040-41: 0.092272; Gains in Water Available For Use / Savings in Demand under the selected programme (Ml/d) input as +ve 2041-42: 0.098894; Gains in Water Available For Use / Savings in Demand under the selected programme (Ml/d) input as +ve 2042-43: 0.10551; Gains in Water Available For Use / Savings in Demand under the selected programme (Ml/d) input as +ve 2043-44: 0.11211; Gains in Water Available For Use / Savings in Demand under the selected programme (Ml/d) input as +ve 2044-45: 0.11871; Gains in Water Available For Use / Savings in Demand under the selected programme (Ml/d) input as +ve 2045-46: 0.1253; Gains in Water Available For Use / Savings in Demand under the selected programme (Ml/d) input as +ve 2046-47: 0.13189; Gains in Water Available For Use / Savings in Demand under the selected programme (Ml/d) input as +ve 2047-48: 0.13846; Gains in Water Available For Use / Savings in Demand under the selected programme (Ml/d) input as +ve 2048-49: 0.14503; Gains in Water Available For Use / Savings in Demand under the selected programme (Ml/d) input as +ve 2049-50: 0.15158
52dA | 40% reduction by 2050 - SPL | LEAK 4 | Supply pipe repairs / replacement | Customer Options | N | Habs Regs SR | ESWHRT | Ml/d | 2 | Gains in Water Available For Use / Savings in Demand under the selected programme (Ml/d) input as +ve 2021-22: 0; Gains in Water Available For Use / Savings in Demand under the selected programme (Ml/d) input as +ve 2022-23: 0; Gains in Water Available For Use / Savings in Demand under the selected programme (Ml/d) input as +ve 2023-24: 0; Gains in Water Available For Use / Savings in Demand under the selected programme (Ml/d) input as +ve 2024-25: 0; Gains in Water Available For Use / Savings in Demand under the selected programme (Ml/d) input as +ve 2025-26: 0.009204; Gains in Water Available For Use / Savings in Demand under the selected programme (Ml/d) input as +ve 2026-27: 0.018042; Gains in Water Available For Use / Savings in Demand under the selected programme (Ml/d) input as +ve 2027-28: 0.018482; Gains in Water Available For Use / Savings in Demand under the selected programme (Ml/d) input as +ve 2028-29: 0.018942; Gains in Water Available For Use / Savings in Demand under the selected programme (Ml/d) input as +ve 2029-30: 0.019416; Gains in Water Available For Use / Savings in Demand under the selected programme (Ml/d) input as +ve 2030-31: 0.020085; Gains in Water Available For Use / Savings in Demand under the selected programme (Ml/d) input as +ve 2031-32: 0.020946; Gains in Water Available For Use / Savings in Demand under the selected programme (Ml/d) input as +ve 2032-33: 0.021815; Gains in Water Available For Use / Savings in Demand under the selected programme (Ml/d) input as +ve 2033-34: 0.022697; Gains in Water Available For Use / Savings in Demand under the selected programme (Ml/d) input as +ve 2034-35: 0.023589; Gains in Water Available For Use / Savings in Demand under the selected programme (Ml/d) input as +ve 2035-36: 0.024493; Gains in Water Available For Use / Savings in Demand under the selected programme (Ml/d) input as +ve 2036-37: 0.025407; Gains in Water Available For Use / Savings in Demand under the selected programme (Ml/d) input as +ve 2037-38: 0.026329; Gains in Water Available For Use / Savings in Demand under the selected programme (Ml/d) input as +ve 2038-39: 0.027262; Gains in Water Available For Use / Savings in Demand under the selected programme (Ml/d) input as +ve 2039-40: 0.028204; Gains in Water Available For Use / Savings in Demand under the selected programme (Ml/d) input as +ve 2040-41: 0.029158; Gains in Water Available For Use / Savings in Demand under the selected programme (Ml/d) input as +ve 2041-42: 0.030125; Gains in Water Available For Use / Savings in Demand under the selected programme (Ml/d) input as +ve 2042-43: 0.031101; Gains in Water Available For Use / Savings in Demand under the selected programme (Ml/d) input as +ve 2043-44: 0.032084; Gains in Water Available For Use / Savings in Demand under the selected programme (Ml/d) input as +ve 2044-45: 0.033075; Gains in Water Available For Use / Savings in Demand under the selected programme (Ml/d) input as +ve 2045-46: 0.034074; Gains in Water Available For Use / Savings in Demand under the selected programme (Ml/d) input as +ve 2046-47: 0.035081; Gains in Water Available For Use / Savings in Demand under the selected programme (Ml/d) input as +ve 2047-48: 0.036096; Gains in Water Available For Use / Savings in Demand under the selected programme (Ml/d) input as +ve 2048-49: 0.03712; Gains in Water Available For Use / Savings in Demand under the selected programme (Ml/d) input as +ve 2049-50: 0.038154
52dA | NHH scenario 9% | NHH | Other water efficiency | Customer Options | N | Habs Regs SR | ESWHRT | Ml/d | 2 | Gains in Water Available For Use / Savings in Demand under the selected programme (Ml/d) input as +ve 2021-22: 0; Gains in Water Available For Use / Savings in Demand under the selected programme (Ml/d) input as +ve 2022-23: 0; Gains in Water Available For Use / Savings in Demand under the selected programme (Ml/d) input as +ve 2023-24: 0; Gains in Water Available For Use / Savings in Demand under the selected programme (Ml/d) input as +ve 2024-25: 0; Gains in Water Available For Use / Savings in Demand under the selected programme (Ml/d) input as +ve 2025-26: 0.0076396; Gains in Water Available For Use / Savings in Demand under the selected programme (Ml/d) input as +ve 2026-27: 0.015279; Gains in Water Available For Use / Savings in Demand under the selected programme (Ml/d) input as +ve 2027-28: 0.022919; Gains in Water Available For Use / Savings in Demand under the selected programme (Ml/d) input as +ve 2028-29: 0.030558; Gains in Water Available For Use / Savings in Demand under the selected programme (Ml/d) input as +ve 2029-30: 0.038198; Gains in Water Available For Use / Savings in Demand under the selected programme (Ml/d) input as +ve 2030-31: 0.054573; Gains in Water Available For Use / Savings in Demand under the selected programme (Ml/d) input as +ve 2031-32: 0.070949; Gains in Water Available For Use / Savings in Demand under the selected programme (Ml/d) input as +ve 2032-33: 0.087324; Gains in Water Available For Use / Savings in Demand under the selected programme (Ml/d) input as +ve 2033-34: 0.1037; Gains in Water Available For Use / Savings in Demand under the selected programme (Ml/d) input as +ve 2034-35: 0.12008; Gains in Water Available For Use / Savings in Demand under the selected programme (Ml/d) input as +ve 2035-36: 0.13529; Gains in Water Available For Use / Savings in Demand under the selected programme (Ml/d) input as +ve 2036-37: 0.1505; Gains in Water Available For Use / Savings in Demand under the selected programme (Ml/d) input as +ve 2037-38: 0.16571; Gains in Water Available For Use / Savings in Demand under the selected programme (Ml/d) input as +ve 2038-39: 0.16571; Gains in Water Available For Use / Savings in Demand under the selected programme (Ml/d) input as +ve 2039-40: 0.16571; Gains in Water Available For Use / Savings in Demand under the selected programme (Ml/d) input as +ve 2040-41: 0.16571; Gains in Water Available For Use / Savings in Demand under the selected programme (Ml/d) input as +ve 2041-42: 0.16571; Gains in Water Available For Use / Savings in Demand under the selected programme (Ml/d) input as +ve 2042-43: 0.16571; Gains in Water Available For Use / Savings in Demand under the selected programme (Ml/d) input as +ve 2043-44: 0.16571; Gains in Water Available For Use / Savings in Demand under the selected programme (Ml/d) input as +ve 2044-45: 0.16571; Gains in Water Available For Use / Savings in Demand under the selected programme (Ml/d) input as +ve 2045-46: 0.16571; Gains in Water Available For Use / Savings in Demand under the selected programme (Ml/d) input as +ve 2046-47: 0.16571; Gains in Water Available For Use / Savings in Demand under the selected programme (Ml/d) input as +ve 2047-48: 0.16571; Gains in Water Available For Use / Savings in Demand under the selected programme (Ml/d) input as +ve 2048-49: 0.16571; Gains in Water Available For Use / Savings in Demand under the selected programme (Ml/d) input as +ve 2049-50: 0.16571
52dA | Government Led Interventions | Gov Led | Other water efficiency | Customer Options | N | Habs Regs SR | ESWHRT | Ml/d | 2 | Gains in Water Available For Use / Savings in Demand under the selected programme (Ml/d) input as +ve 2021-22: 0; Gains in Water Available For Use / Savings in Demand under the selected programme (Ml/d) input as +ve 2022-23: 0; Gains in Water Available For Use / Savings in Demand under the selected programme (Ml/d) input as +ve 2023-24: 0; Gains in Water Available For Use / Savings in Demand under the selected programme (Ml/d) input as +ve 2024-25: 0; Gains in Water Available For Use / Savings in Demand under the selected programme (Ml/d) input as +ve 2025-26: 0; Gains in Water Available For Use / Savings in Demand under the selected programme (Ml/d) input as +ve 2026-27: 0; Gains in Water Available For Use / Savings in Demand under the selected programme (Ml/d) input as +ve 2027-28: 0.0094103; Gains in Water Available For Use / Savings in Demand under the selected programme (Ml/d) input as +ve 2028-29: 0.018759; Gains in Water Available For Use / Savings in Demand under the selected programme (Ml/d) input as +ve 2029-30: 0.028041; Gains in Water Available For Use / Savings in Demand under the selected programme (Ml/d) input as +ve 2030-31: 0.037216; Gains in Water Available For Use / Savings in Demand under the selected programme (Ml/d) input as +ve 2031-32: 0.04632; Gains in Water Available For Use / Savings in Demand under the selected programme (Ml/d) input as +ve 2032-33: 0.055353; Gains in Water Available For Use / Savings in Demand under the selected programme (Ml/d) input as +ve 2033-34: 0.074432; Gains in Water Available For Use / Savings in Demand under the selected programme (Ml/d) input as +ve 2034-35: 0.093389; Gains in Water Available For Use / Savings in Demand under the selected programme (Ml/d) input as +ve 2035-36: 0.11225; Gains in Water Available For Use / Savings in Demand under the selected programme (Ml/d) input as +ve 2036-37: 0.13104; Gains in Water Available For Use / Savings in Demand under the selected programme (Ml/d) input as +ve 2037-38: 0.14976; Gains in Water Available For Use / Savings in Demand under the selected programme (Ml/d) input as +ve 2038-39: 0.16838; Gains in Water Available For Use / Savings in Demand under the selected programme (Ml/d) input as +ve 2039-40: 0.18679; Gains in Water Available For Use / Savings in Demand under the selected programme (Ml/d) input as +ve 2040-41: 0.20503; Gains in Water Available For Use / Savings in Demand under the selected programme (Ml/d) input as +ve 2041-42: 0.22317; Gains in Water Available For Use / Savings in Demand under the selected programme (Ml/d) input as +ve 2042-43: 0.2413; Gains in Water Available For Use / Savings in Demand under the selected programme (Ml/d) input as +ve 2043-44: 0.24692; Gains in Water Available For Use / Savings in Demand under the selected programme (Ml/d) input as +ve 2044-45: 0.25259; Gains in Water Available For Use / Savings in Demand under the selected programme (Ml/d) input as +ve 2045-46: 0.25822; Gains in Water Available For Use / Savings in Demand under the selected programme (Ml/d) input as +ve 2046-47: 0.26382; Gains in Water Available For Use / Savings in Demand under the selected programme (Ml/d) input as +ve 2047-48: 0.26951; Gains in Water Available For Use / Savings in Demand under the selected programme (Ml/d) input as +ve 2048-49: 0.27528; Gains in Water Available For Use / Savings in Demand under the selected programme (Ml/d) input as +ve 2049-50: 0.28112
52dA | Metering Option 5 | DMO 5 | Metering compulsory | Customer Options | N | Habs Regs SR | ESWNCT | Ml/d | 2 | Gains in Water Available For Use / Savings in Demand under the selected programme (Ml/d) input as +ve 2021-22: 0; Gains in Water Available For Use / Savings in Demand under the selected programme (Ml/d) input as +ve 2022-23: 0; Gains in Water Available For Use / Savings in Demand under the selected programme (Ml/d) input as +ve 2023-24: 0; Gains in Water Available For Use / Savings in Demand under the selected programme (Ml/d) input as +ve 2024-25: 0; Gains in Water Available For Use / Savings in Demand under the selected programme (Ml/d) input as +ve 2025-26: -0.03025; Gains in Water Available For Use / Savings in Demand under the selected programme (Ml/d) input as +ve 2026-27: 0.22093; Gains in Water Available For Use / Savings in Demand under the selected programme (Ml/d) input as +ve 2027-28: 0.44181; Gains in Water Available For Use / Savings in Demand under the selected programme (Ml/d) input as +ve 2028-29: 0.65677; Gains in Water Available For Use / Savings in Demand under the selected programme (Ml/d) input as +ve 2029-30: 0.74603; Gains in Water Available For Use / Savings in Demand under the selected programme (Ml/d) input as +ve 2030-31: 0.67123; Gains in Water Available For Use / Savings in Demand under the selected programme (Ml/d) input as +ve 2031-32: 0.5616; Gains in Water Available For Use / Savings in Demand under the selected programme (Ml/d) input as +ve 2032-33: 0.56914; Gains in Water Available For Use / Savings in Demand under the selected programme (Ml/d) input as +ve 2033-34: 0.56222; Gains in Water Available For Use / Savings in Demand under the selected programme (Ml/d) input as +ve 2034-35: 0.57604; Gains in Water Available For Use / Savings in Demand under the selected programme (Ml/d) input as +ve 2035-36: 0.58287; Gains in Water Available For Use / Savings in Demand under the selected programme (Ml/d) input as +ve 2036-37: 0.59189; Gains in Water Available For Use / Savings in Demand under the selected programme (Ml/d) input as +ve 2037-38: 0.60111; Gains in Water Available For Use / Savings in Demand under the selected programme (Ml/d) input as +ve 2038-39: 0.61075; Gains in Water Available For Use / Savings in Demand under the selected programme (Ml/d) input as +ve 2039-40: 0.62047; Gains in Water Available For Use / Savings in Demand under the selected programme (Ml/d) input as +ve 2040-41: 0.62711; Gains in Water Available For Use / Savings in Demand under the selected programme (Ml/d) input as +ve 2041-42: 0.63765; Gains in Water Available For Use / Savings in Demand under the selected programme (Ml/d) input as +ve 2042-43: 0.6471; Gains in Water Available For Use / Savings in Demand under the selected programme (Ml/d) input as +ve 2043-44: 0.65751; Gains in Water Available For Use / Savings in Demand under the selected programme (Ml/d) input as +ve 2044-45: 0.66794; Gains in Water Available For Use / Savings in Demand under the selected programme (Ml/d) input as +ve 2045-46: 0.67796; Gains in Water Available For Use / Savings in Demand under the selected programme (Ml/d) input as +ve 2046-47: 0.68819; Gains in Water Available For Use / Savings in Demand under the selected programme (Ml/d) input as +ve 2047-48: 0.69833; Gains in Water Available For Use / Savings in Demand under the selected programme (Ml/d) input as +ve 2048-49: 0.70845; Gains in Water Available For Use / Savings in Demand under the selected programme (Ml/d) input as +ve 2049-50: 0.71893
52dA | Medium scenario | WEF Medium | Other water efficiency | Customer Options | N | Habs Regs SR | ESWNCT | Ml/d | 2 | Gains in Water Available For Use / Savings in Demand under the selected programme (Ml/d) input as +ve 2021-22: 0; Gains in Water Available For Use / Savings in Demand under the selected programme (Ml/d) input as +ve 2022-23: 0; Gains in Water Available For Use / Savings in Demand under the selected programme (Ml/d) input as +ve 2023-24: 0; Gains in Water Available For Use / Savings in Demand under the selected programme (Ml/d) input as +ve 2024-25: 0; Gains in Water Available For Use / Savings in Demand under the selected programme (Ml/d) input as +ve 2025-26: 0.22449; Gains in Water Available For Use / Savings in Demand under the selected programme (Ml/d) input as +ve 2026-27: 0.44595; Gains in Water Available For Use / Savings in Demand under the selected programme (Ml/d) input as +ve 2027-28: 0.66628; Gains in Water Available For Use / Savings in Demand under the selected programme (Ml/d) input as +ve 2028-29: 0.88512; Gains in Water Available For Use / Savings in Demand under the selected programme (Ml/d) input as +ve 2029-30: 1.102; Gains in Water Available For Use / Savings in Demand under the selected programme (Ml/d) input as +ve 2030-31: 1.3069; Gains in Water Available For Use / Savings in Demand under the selected programme (Ml/d) input as +ve 2031-32: 1.511; Gains in Water Available For Use / Savings in Demand under the selected programme (Ml/d) input as +ve 2032-33: 1.7137; Gains in Water Available For Use / Savings in Demand under the selected programme (Ml/d) input as +ve 2033-34: 1.9155; Gains in Water Available For Use / Savings in Demand under the selected programme (Ml/d) input as +ve 2034-35: 2.1172; Gains in Water Available For Use / Savings in Demand under the selected programme (Ml/d) input as +ve 2035-36: 2.1854; Gains in Water Available For Use / Savings in Demand under the selected programme (Ml/d) input as +ve 2036-37: 2.2525; Gains in Water Available For Use / Savings in Demand under the selected programme (Ml/d) input as +ve 2037-38: 2.3187; Gains in Water Available For Use / Savings in Demand under the selected programme (Ml/d) input as +ve 2038-39: 2.3846; Gains in Water Available For Use / Savings in Demand under the selected programme (Ml/d) input as +ve 2039-40: 2.4508; Gains in Water Available For Use / Savings in Demand under the selected programme (Ml/d) input as +ve 2040-41: 2.5143; Gains in Water Available For Use / Savings in Demand under the selected programme (Ml/d) input as +ve 2041-42: 2.5769; Gains in Water Available For Use / Savings in Demand under the selected programme (Ml/d) input as +ve 2042-43: 2.6387; Gains in Water Available For Use / Savings in Demand under the selected programme (Ml/d) input as +ve 2043-44: 2.6999; Gains in Water Available For Use / Savings in Demand under the selected programme (Ml/d) input as +ve 2044-45: 2.7603; Gains in Water Available For Use / Savings in Demand under the selected programme (Ml/d) input as +ve 2045-46: 2.8174; Gains in Water Available For Use / Savings in Demand under the selected programme (Ml/d) input as +ve 2046-47: 2.8736; Gains in Water Available For Use / Savings in Demand under the selected programme (Ml/d) input as +ve 2047-48: 2.9294; Gains in Water Available For Use / Savings in Demand under the selected programme (Ml/d) input as +ve 2048-49: 2.9848; Gains in Water Available For Use / Savings in Demand under the selected programme (Ml/d) input as +ve 2049-50: 2.9767
52dA | Smart scenario | HH Smart | Other water efficiency | Customer Options | N | Habs Regs SR | ESWNCT | Ml/d | 2 | Gains in Water Available For Use / Savings in Demand under the selected programme (Ml/d) input as +ve 2021-22: 0; Gains in Water Available For Use / Savings in Demand under the selected programme (Ml/d) input as +ve 2022-23: 0; Gains in Water Available For Use / Savings in Demand under the selected programme (Ml/d) input as +ve 2023-24: 0; Gains in Water Available For Use / Savings in Demand under the selected programme (Ml/d) input as +ve 2024-25: 0; Gains in Water Available For Use / Savings in Demand under the selected programme (Ml/d) input as +ve 2025-26: 0.25285; Gains in Water Available For Use / Savings in Demand under the selected programme (Ml/d) input as +ve 2026-27: 0.28916; Gains in Water Available For Use / Savings in Demand under the selected programme (Ml/d) input as +ve 2027-28: 0.85612; Gains in Water Available For Use / Savings in Demand under the selected programme (Ml/d) input as +ve 2028-29: 1.1683; Gains in Water Available For Use / Savings in Demand under the selected programme (Ml/d) input as +ve 2029-30: 1.2988; Gains in Water Available For Use / Savings in Demand under the selected programme (Ml/d) input as +ve 2030-31: 1.3411; Gains in Water Available For Use / Savings in Demand under the selected programme (Ml/d) input as +ve 2031-32: 1.3833; Gains in Water Available For Use / Savings in Demand under the selected programme (Ml/d) input as +ve 2032-33: 1.425; Gains in Water Available For Use / Savings in Demand under the selected programme (Ml/d) input as +ve 2033-34: 1.4662; Gains in Water Available For Use / Savings in Demand under the selected programme (Ml/d) input as +ve 2034-35: 1.3767; Gains in Water Available For Use / Savings in Demand under the selected programme (Ml/d) input as +ve 2035-36: 1.3711; Gains in Water Available For Use / Savings in Demand under the selected programme (Ml/d) input as +ve 2036-37: 1.3656; Gains in Water Available For Use / Savings in Demand under the selected programme (Ml/d) input as +ve 2037-38: 1.3601; Gains in Water Available For Use / Savings in Demand under the selected programme (Ml/d) input as +ve 2038-39: 1.355; Gains in Water Available For Use / Savings in Demand under the selected programme (Ml/d) input as +ve 2039-40: 1.3505; Gains in Water Available For Use / Savings in Demand under the selected programme (Ml/d) input as +ve 2040-41: 1.3462; Gains in Water Available For Use / Savings in Demand under the selected programme (Ml/d) input as +ve 2041-42: 1.342; Gains in Water Available For Use / Savings in Demand under the selected programme (Ml/d) input as +ve 2042-43: 1.3379; Gains in Water Available For Use / Savings in Demand under the selected programme (Ml/d) input as +ve 2043-44: 1.3339; Gains in Water Available For Use / Savings in Demand under the selected programme (Ml/d) input as +ve 2044-45: 1.33; Gains in Water Available For Use / Savings in Demand under the selected programme (Ml/d) input as +ve 2045-46: 1.3261; Gains in Water Available For Use / Savings in Demand under the selected programme (Ml/d) input as +ve 2046-47: 1.3221; Gains in Water Available For Use / Savings in Demand under the selected programme (Ml/d) input as +ve 2047-48: 1.3183; Gains in Water Available For Use / Savings in Demand under the selected programme (Ml/d) input as +ve 2048-49: 1.3147; Gains in Water Available For Use / Savings in Demand under the selected programme (Ml/d) input as +ve 2049-50: 1.3739
52cA | 40% reduction by 2050 - DL | LEAK 2 | Other leakage control | Distribution Options | N | Habs Regs SR | ESWNCT | Ml/d | 2 | Gains in Water Available For Use / Savings in Demand under the selected programme (Ml/d) input as +ve 2021-22: 0; Gains in Water Available For Use / Savings in Demand under the selected programme (Ml/d) input as +ve 2022-23: 0; Gains in Water Available For Use / Savings in Demand under the selected programme (Ml/d) input as +ve 2023-24: 0; Gains in Water Available For Use / Savings in Demand under the selected programme (Ml/d) input as +ve 2024-25: 0; Gains in Water Available For Use / Savings in Demand under the selected programme (Ml/d) input as +ve 2025-26: 0.020497; Gains in Water Available For Use / Savings in Demand under the selected programme (Ml/d) input as +ve 2026-27: 0.028131; Gains in Water Available For Use / Savings in Demand under the selected programme (Ml/d) input as +ve 2027-28: 0.0097855; Gains in Water Available For Use / Savings in Demand under the selected programme (Ml/d) input as +ve 2028-29: -0.020179; Gains in Water Available For Use / Savings in Demand under the selected programme (Ml/d) input as +ve 2029-30: -0.033449; Gains in Water Available For Use / Savings in Demand under the selected programme (Ml/d) input as +ve 2030-31: -0.021373; Gains in Water Available For Use / Savings in Demand under the selected programme (Ml/d) input as +ve 2031-32: -6.9544e-05; Gains in Water Available For Use / Savings in Demand under the selected programme (Ml/d) input as +ve 2032-33: 0.021177; Gains in Water Available For Use / Savings in Demand under the selected programme (Ml/d) input as +ve 2033-34: 0.042355; Gains in Water Available For Use / Savings in Demand under the selected programme (Ml/d) input as +ve 2034-35: 0.063463; Gains in Water Available For Use / Savings in Demand under the selected programme (Ml/d) input as +ve 2035-36: 0.084468; Gains in Water Available For Use / Savings in Demand under the selected programme (Ml/d) input as +ve 2036-37: 0.10537; Gains in Water Available For Use / Savings in Demand under the selected programme (Ml/d) input as +ve 2037-38: 0.12622; Gains in Water Available For Use / Savings in Demand under the selected programme (Ml/d) input as +ve 2038-39: 0.147; Gains in Water Available For Use / Savings in Demand under the selected programme (Ml/d) input as +ve 2039-40: 0.16773; Gains in Water Available For Use / Savings in Demand under the selected programme (Ml/d) input as +ve 2040-41: 0.1884; Gains in Water Available For Use / Savings in Demand under the selected programme (Ml/d) input as +ve 2041-42: 0.20902; Gains in Water Available For Use / Savings in Demand under the selected programme (Ml/d) input as +ve 2042-43: 0.22958; Gains in Water Available For Use / Savings in Demand under the selected programme (Ml/d) input as +ve 2043-44: 0.25009; Gains in Water Available For Use / Savings in Demand under the selected programme (Ml/d) input as +ve 2044-45: 0.27054; Gains in Water Available For Use / Savings in Demand under the selected programme (Ml/d) input as +ve 2045-46: 0.29094; Gains in Water Available For Use / Savings in Demand under the selected programme (Ml/d) input as +ve 2046-47: 0.3113; Gains in Water Available For Use / Savings in Demand under the selected programme (Ml/d) input as +ve 2047-48: 0.3316; Gains in Water Available For Use / Savings in Demand under the selected programme (Ml/d) input as +ve 2048-49: 0.35185; Gains in Water Available For Use / Savings in Demand under the selected programme (Ml/d) input as +ve 2049-50: 0.37205
52dA | 40% reduction by 2050 - SPL | LEAK 4 | Supply pipe repairs / replacement | Customer Options | N | Habs Regs SR | ESWNCT | Ml/d | 2 | Gains in Water Available For Use / Savings in Demand under the selected programme (Ml/d) input as +ve 2021-22: 0; Gains in Water Available For Use / Savings in Demand under the selected programme (Ml/d) input as +ve 2022-23: 0; Gains in Water Available For Use / Savings in Demand under the selected programme (Ml/d) input as +ve 2023-24: 0; Gains in Water Available For Use / Savings in Demand under the selected programme (Ml/d) input as +ve 2024-25: 0; Gains in Water Available For Use / Savings in Demand under the selected programme (Ml/d) input as +ve 2025-26: 0.0076766; Gains in Water Available For Use / Savings in Demand under the selected programme (Ml/d) input as +ve 2026-27: 0.028216; Gains in Water Available For Use / Savings in Demand under the selected programme (Ml/d) input as +ve 2027-28: 0.074735; Gains in Water Available For Use / Savings in Demand under the selected programme (Ml/d) input as +ve 2028-29: 0.13287; Gains in Water Available For Use / Savings in Demand under the selected programme (Ml/d) input as +ve 2029-30: 0.17432; Gains in Water Available For Use / Savings in Demand under the selected programme (Ml/d) input as +ve 2030-31: 0.19041; Gains in Water Available For Use / Savings in Demand under the selected programme (Ml/d) input as +ve 2031-32: 0.19728; Gains in Water Available For Use / Savings in Demand under the selected programme (Ml/d) input as +ve 2032-33: 0.20421; Gains in Water Available For Use / Savings in Demand under the selected programme (Ml/d) input as +ve 2033-34: 0.21121; Gains in Water Available For Use / Savings in Demand under the selected programme (Ml/d) input as +ve 2034-35: 0.21827; Gains in Water Available For Use / Savings in Demand under the selected programme (Ml/d) input as +ve 2035-36: 0.22544; Gains in Water Available For Use / Savings in Demand under the selected programme (Ml/d) input as +ve 2036-37: 0.23271; Gains in Water Available For Use / Savings in Demand under the selected programme (Ml/d) input as +ve 2037-38: 0.24004; Gains in Water Available For Use / Savings in Demand under the selected programme (Ml/d) input as +ve 2038-39: 0.24743; Gains in Water Available For Use / Savings in Demand under the selected programme (Ml/d) input as +ve 2039-40: 0.25488; Gains in Water Available For Use / Savings in Demand under the selected programme (Ml/d) input as +ve 2040-41: 0.26238; Gains in Water Available For Use / Savings in Demand under the selected programme (Ml/d) input as +ve 2041-42: 0.26993; Gains in Water Available For Use / Savings in Demand under the selected programme (Ml/d) input as +ve 2042-43: 0.27754; Gains in Water Available For Use / Savings in Demand under the selected programme (Ml/d) input as +ve 2043-44: 0.28521; Gains in Water Available For Use / Savings in Demand under the selected programme (Ml/d) input as +ve 2044-45: 0.29293; Gains in Water Available For Use / Savings in Demand under the selected programme (Ml/d) input as +ve 2045-46: 0.3007; Gains in Water Available For Use / Savings in Demand under the selected programme (Ml/d) input as +ve 2046-47: 0.30852; Gains in Water Available For Use / Savings in Demand under the selected programme (Ml/d) input as +ve 2047-48: 0.3164; Gains in Water Available For Use / Savings in Demand under the selected programme (Ml/d) input as +ve 2048-49: 0.32432; Gains in Water Available For Use / Savings in Demand under the selected programme (Ml/d) input as +ve 2049-50: 0.33229
52dA | NHH scenario 9% | NHH | Other water efficiency | Customer Options | N | Habs Regs SR | ESWNCT | Ml/d | 2 | Gains in Water Available For Use / Savings in Demand under the selected programme (Ml/d) input as +ve 2021-22: 0; Gains in Water Available For Use / Savings in Demand under the selected programme (Ml/d) input as +ve 2022-23: 0; Gains in Water Available For Use / Savings in Demand under the selected programme (Ml/d) input as +ve 2023-24: 0; Gains in Water Available For Use / Savings in Demand under the selected programme (Ml/d) input as +ve 2024-25: 0; Gains in Water Available For Use / Savings in Demand under the selected programme (Ml/d) input as +ve 2025-26: 0.063419; Gains in Water Available For Use / Savings in Demand under the selected programme (Ml/d) input as +ve 2026-27: 0.12684; Gains in Water Available For Use / Savings in Demand under the selected programme (Ml/d) input as +ve 2027-28: 0.19026; Gains in Water Available For Use / Savings in Demand under the selected programme (Ml/d) input as +ve 2028-29: 0.25368; Gains in Water Available For Use / Savings in Demand under the selected programme (Ml/d) input as +ve 2029-30: 0.3171; Gains in Water Available For Use / Savings in Demand under the selected programme (Ml/d) input as +ve 2030-31: 0.45303; Gains in Water Available For Use / Savings in Demand under the selected programme (Ml/d) input as +ve 2031-32: 0.58897; Gains in Water Available For Use / Savings in Demand under the selected programme (Ml/d) input as +ve 2032-33: 0.72491; Gains in Water Available For Use / Savings in Demand under the selected programme (Ml/d) input as +ve 2033-34: 0.86085; Gains in Water Available For Use / Savings in Demand under the selected programme (Ml/d) input as +ve 2034-35: 0.99679; Gains in Water Available For Use / Savings in Demand under the selected programme (Ml/d) input as +ve 2035-36: 1.1231; Gains in Water Available For Use / Savings in Demand under the selected programme (Ml/d) input as +ve 2036-37: 1.2493; Gains in Water Available For Use / Savings in Demand under the selected programme (Ml/d) input as +ve 2037-38: 1.3756; Gains in Water Available For Use / Savings in Demand under the selected programme (Ml/d) input as +ve 2038-39: 1.3756; Gains in Water Available For Use / Savings in Demand under the selected programme (Ml/d) input as +ve 2039-40: 1.3756; Gains in Water Available For Use / Savings in Demand under the selected programme (Ml/d) input as +ve 2040-41: 1.3756; Gains in Water Available For Use / Savings in Demand under the selected programme (Ml/d) input as +ve 2041-42: 1.3756; Gains in Water Available For Use / Savings in Demand under the selected programme (Ml/d) input as +ve 2042-43: 1.3756; Gains in Water Available For Use / Savings in Demand under the selected programme (Ml/d) input as +ve 2043-44: 1.3756; Gains in Water Available For Use / Savings in Demand under the selected programme (Ml/d) input as +ve 2044-45: 1.3756; Gains in Water Available For Use / Savings in Demand under the selected programme (Ml/d) input as +ve 2045-46: 1.3756; Gains in Water Available For Use / Savings in Demand under the selected programme (Ml/d) input as +ve 2046-47: 1.3756; Gains in Water Available For Use / Savings in Demand under the selected programme (Ml/d) input as +ve 2047-48: 1.3756; Gains in Water Available For Use / Savings in Demand under the selected programme (Ml/d) input as +ve 2048-49: 1.3756; Gains in Water Available For Use / Savings in Demand under the selected programme (Ml/d) input as +ve 2049-50: 1.3756
52dA | Government Led Interventions | Gov Led | Other water efficiency | Customer Options | N | Habs Regs SR | ESWNCT | Ml/d | 2 | Gains in Water Available For Use / Savings in Demand under the selected programme (Ml/d) input as +ve 2021-22: 0; Gains in Water Available For Use / Savings in Demand under the selected programme (Ml/d) input as +ve 2022-23: 0; Gains in Water Available For Use / Savings in Demand under the selected programme (Ml/d) input as +ve 2023-24: 0; Gains in Water Available For Use / Savings in Demand under the selected programme (Ml/d) input as +ve 2024-25: 0; Gains in Water Available For Use / Savings in Demand under the selected programme (Ml/d) input as +ve 2025-26: 0; Gains in Water Available For Use / Savings in Demand under the selected programme (Ml/d) input as +ve 2026-27: 0; Gains in Water Available For Use / Savings in Demand under the selected programme (Ml/d) input as +ve 2027-28: 0.073834; Gains in Water Available For Use / Savings in Demand under the selected programme (Ml/d) input as +ve 2028-29: 0.14712; Gains in Water Available For Use / Savings in Demand under the selected programme (Ml/d) input as +ve 2029-30: 0.22002; Gains in Water Available For Use / Savings in Demand under the selected programme (Ml/d) input as +ve 2030-31: 0.29228; Gains in Water Available For Use / Savings in Demand under the selected programme (Ml/d) input as +ve 2031-32: 0.36418; Gains in Water Available For Use / Savings in Demand under the selected programme (Ml/d) input as +ve 2032-33: 0.43563; Gains in Water Available For Use / Savings in Demand under the selected programme (Ml/d) input as +ve 2033-34: 0.58634; Gains in Water Available For Use / Savings in Demand under the selected programme (Ml/d) input as +ve 2034-35: 0.73653; Gains in Water Available For Use / Savings in Demand under the selected programme (Ml/d) input as +ve 2035-36: 0.88591; Gains in Water Available For Use / Savings in Demand under the selected programme (Ml/d) input as +ve 2036-37: 1.0347; Gains in Water Available For Use / Savings in Demand under the selected programme (Ml/d) input as +ve 2037-38: 1.1825; Gains in Water Available For Use / Savings in Demand under the selected programme (Ml/d) input as +ve 2038-39: 1.33; Gains in Water Available For Use / Savings in Demand under the selected programme (Ml/d) input as +ve 2039-40: 1.4778; Gains in Water Available For Use / Savings in Demand under the selected programme (Ml/d) input as +ve 2040-41: 1.6253; Gains in Water Available For Use / Savings in Demand under the selected programme (Ml/d) input as +ve 2041-42: 1.7724; Gains in Water Available For Use / Savings in Demand under the selected programme (Ml/d) input as +ve 2042-43: 1.9193; Gains in Water Available For Use / Savings in Demand under the selected programme (Ml/d) input as +ve 2043-44: 1.9669; Gains in Water Available For Use / Savings in Demand under the selected programme (Ml/d) input as +ve 2044-45: 2.0146; Gains in Water Available For Use / Savings in Demand under the selected programme (Ml/d) input as +ve 2045-46: 2.0619; Gains in Water Available For Use / Savings in Demand under the selected programme (Ml/d) input as +ve 2046-47: 2.1088; Gains in Water Available For Use / Savings in Demand under the selected programme (Ml/d) input as +ve 2047-48: 2.1559; Gains in Water Available For Use / Savings in Demand under the selected programme (Ml/d) input as +ve 2048-49: 2.2031; Gains in Water Available For Use / Savings in Demand under the selected programme (Ml/d) input as +ve 2049-50: 2.2502
52dA | Delay to new large NHH users to 2032. | NHH delay 2032 HRT | Change in levels of service | Customer Options | N | Habs Regs SR | ESWHRT | Ml/d | 2 | Gains in Water Available For Use / Savings in Demand under the selected programme (Ml/d) input as +ve 2021-22: 0; Gains in Water Available For Use / Savings in Demand under the selected programme (Ml/d) input as +ve 2022-23: 4.2757; Gains in Water Available For Use / Savings in Demand under the selected programme (Ml/d) input as +ve 2023-24: 4.0999; Gains in Water Available For Use / Savings in Demand under the selected programme (Ml/d) input as +ve 2024-25: 4.0759; Gains in Water Available For Use / Savings in Demand under the selected programme (Ml/d) input as +ve 2025-26: 3.8978; Gains in Water Available For Use / Savings in Demand under the selected programme (Ml/d) input as +ve 2026-27: 3.8622; Gains in Water Available For Use / Savings in Demand under the selected programme (Ml/d) input as +ve 2027-28: 3.873; Gains in Water Available For Use / Savings in Demand under the selected programme (Ml/d) input as +ve 2028-29: 3.8839; Gains in Water Available For Use / Savings in Demand under the selected programme (Ml/d) input as +ve 2029-30: 3.8941; Gains in Water Available For Use / Savings in Demand under the selected programme (Ml/d) input as +ve 2030-31: 3.9043; Gains in Water Available For Use / Savings in Demand under the selected programme (Ml/d) input as +ve 2031-32: 3.9144; Gains in Water Available For Use / Savings in Demand under the selected programme (Ml/d) input as +ve 2032-33: 0; Gains in Water Available For Use / Savings in Demand under the selected programme (Ml/d) input as +ve 2033-34: 0; Gains in Water Available For Use / Savings in Demand under the selected programme (Ml/d) input as +ve 2034-35: 0; Gains in Water Available For Use / Savings in Demand under the selected programme (Ml/d) input as +ve 2035-36: 0; Gains in Water Available For Use / Savings in Demand under the selected programme (Ml/d) input as +ve 2036-37: 0; Gains in Water Available For Use / Savings in Demand under the selected programme (Ml/d) input as +ve 2037-38: 0; Gains in Water Available For Use / Savings in Demand under the selected programme (Ml/d) input as +ve 2038-39: 0; Gains in Water Available For Use / Savings in Demand under the selected programme (Ml/d) input as +ve 2039-40: 0; Gains in Water Available For Use / Savings in Demand under the selected programme (Ml/d) input as +ve 2040-41: 0; Gains in Water Available For Use / Savings in Demand under the selected programme (Ml/d) input as +ve 2041-42: 0; Gains in Water Available For Use / Savings in Demand under the selected programme (Ml/d) input as +ve 2042-43: 0; Gains in Water Available For Use / Savings in Demand under the selected programme (Ml/d) input as +ve 2043-44: 0; Gains in Water Available For Use / Savings in Demand under the selected programme (Ml/d) input as +ve 2044-45: 0; Gains in Water Available For Use / Savings in Demand under the selected programme (Ml/d) input as +ve 2045-46: 0; Gains in Water Available For Use / Savings in Demand under the selected programme (Ml/d) input as +ve 2046-47: 0; Gains in Water Available For Use / Savings in Demand under the selected programme (Ml/d) input as +ve 2047-48: 0; Gains in Water Available For Use / Savings in Demand under the selected programme (Ml/d) input as +ve 2048-49: 0; Gains in Water Available For Use / Savings in Demand under the selected programme (Ml/d) input as +ve 2049-50: 0
52dA | Metering Option 5 | DMO 5 | Metering compulsory | Customer Options | N | North Suffolk Reservoir | ESWESX | Ml/d | 2 | Gains in Water Available For Use / Savings in Demand under the selected programme (Ml/d) input as +ve 2021-22: 0; Gains in Water Available For Use / Savings in Demand under the selected programme (Ml/d) input as +ve 2022-23: 0; Gains in Water Available For Use / Savings in Demand under the selected programme (Ml/d) input as +ve 2023-24: 0; Gains in Water Available For Use / Savings in Demand under the selected programme (Ml/d) input as +ve 2024-25: 0; Gains in Water Available For Use / Savings in Demand under the selected programme (Ml/d) input as +ve 2025-26: 0.25549; Gains in Water Available For Use / Savings in Demand under the selected programme (Ml/d) input as +ve 2026-27: -0.030921; Gains in Water Available For Use / Savings in Demand under the selected programme (Ml/d) input as +ve 2027-28: 0.088848; Gains in Water Available For Use / Savings in Demand under the selected programme (Ml/d) input as +ve 2028-29: 0.76193; Gains in Water Available For Use / Savings in Demand under the selected programme (Ml/d) input as +ve 2029-30: 1.3909; Gains in Water Available For Use / Savings in Demand under the selected programme (Ml/d) input as +ve 2030-31: 1.903; Gains in Water Available For Use / Savings in Demand under the selected programme (Ml/d) input as +ve 2031-32: 2.3651; Gains in Water Available For Use / Savings in Demand under the selected programme (Ml/d) input as +ve 2032-33: 2.7946; Gains in Water Available For Use / Savings in Demand under the selected programme (Ml/d) input as +ve 2033-34: 3.1804; Gains in Water Available For Use / Savings in Demand under the selected programme (Ml/d) input as +ve 2034-35: 3.5142; Gains in Water Available For Use / Savings in Demand under the selected programme (Ml/d) input as +ve 2035-36: 3.3435; Gains in Water Available For Use / Savings in Demand under the selected programme (Ml/d) input as +ve 2036-37: 3.0946; Gains in Water Available For Use / Savings in Demand under the selected programme (Ml/d) input as +ve 2037-38: 2.9866; Gains in Water Available For Use / Savings in Demand under the selected programme (Ml/d) input as +ve 2038-39: 2.8828; Gains in Water Available For Use / Savings in Demand under the selected programme (Ml/d) input as +ve 2039-40: 2.7823; Gains in Water Available For Use / Savings in Demand under the selected programme (Ml/d) input as +ve 2040-41: 3.315; Gains in Water Available For Use / Savings in Demand under the selected programme (Ml/d) input as +ve 2041-42: 3.2089; Gains in Water Available For Use / Savings in Demand under the selected programme (Ml/d) input as +ve 2042-43: 3.108; Gains in Water Available For Use / Savings in Demand under the selected programme (Ml/d) input as +ve 2043-44: 3.0209; Gains in Water Available For Use / Savings in Demand under the selected programme (Ml/d) input as +ve 2044-45: 2.9369; Gains in Water Available For Use / Savings in Demand under the selected programme (Ml/d) input as +ve 2045-46: 2.3888; Gains in Water Available For Use / Savings in Demand under the selected programme (Ml/d) input as +ve 2046-47: 3.2271; Gains in Water Available For Use / Savings in Demand under the selected programme (Ml/d) input as +ve 2047-48: 3.165; Gains in Water Available For Use / Savings in Demand under the selected programme (Ml/d) input as +ve 2048-49: 3.5426; Gains in Water Available For Use / Savings in Demand under the selected programme (Ml/d) input as +ve 2049-50: 3.4804
52dA | Medium scenario | WEF Medium | Other water efficiency | Customer Options | N | North Suffolk Reservoir | ESWESX | Ml/d | 2 | Gains in Water Available For Use / Savings in Demand under the selected programme (Ml/d) input as +ve 2021-22: 0; Gains in Water Available For Use / Savings in Demand under the selected programme (Ml/d) input as +ve 2022-23: 0; Gains in Water Available For Use / Savings in Demand under the selected programme (Ml/d) input as +ve 2023-24: 0; Gains in Water Available For Use / Savings in Demand under the selected programme (Ml/d) input as +ve 2024-25: 0; Gains in Water Available For Use / Savings in Demand under the selected programme (Ml/d) input as +ve 2025-26: 1.7846; Gains in Water Available For Use / Savings in Demand under the selected programme (Ml/d) input as +ve 2026-27: 3.5427; Gains in Water Available For Use / Savings in Demand under the selected programme (Ml/d) input as +ve 2027-28: 5.3013; Gains in Water Available For Use / Savings in Demand under the selected programme (Ml/d) input as +ve 2028-29: 7.0549; Gains in Water Available For Use / Savings in Demand under the selected programme (Ml/d) input as +ve 2029-30: 8.8018; Gains in Water Available For Use / Savings in Demand under the selected programme (Ml/d) input as +ve 2030-31: 10.43; Gains in Water Available For Use / Savings in Demand under the selected programme (Ml/d) input as +ve 2031-32: 12.069; Gains in Water Available For Use / Savings in Demand under the selected programme (Ml/d) input as +ve 2032-33: 13.6747; Gains in Water Available For Use / Savings in Demand under the selected programme (Ml/d) input as +ve 2033-34: 15.2948; Gains in Water Available For Use / Savings in Demand under the selected programme (Ml/d) input as +ve 2034-35: 16.8794; Gains in Water Available For Use / Savings in Demand under the selected programme (Ml/d) input as +ve 2035-36: 18.4439; Gains in Water Available For Use / Savings in Demand under the selected programme (Ml/d) input as +ve 2036-37: 20.0035; Gains in Water Available For Use / Savings in Demand under the selected programme (Ml/d) input as +ve 2037-38: 21.563; Gains in Water Available For Use / Savings in Demand under the selected programme (Ml/d) input as +ve 2038-39: 23.1224; Gains in Water Available For Use / Savings in Demand under the selected programme (Ml/d) input as +ve 2039-40: 24.6825; Gains in Water Available For Use / Savings in Demand under the selected programme (Ml/d) input as +ve 2040-41: 25.9577; Gains in Water Available For Use / Savings in Demand under the selected programme (Ml/d) input as +ve 2041-42: 27.4395; Gains in Water Available For Use / Savings in Demand under the selected programme (Ml/d) input as +ve 2042-43: 28.9187; Gains in Water Available For Use / Savings in Demand under the selected programme (Ml/d) input as +ve 2043-44: 30.4044; Gains in Water Available For Use / Savings in Demand under the selected programme (Ml/d) input as +ve 2044-45: 31.8958; Gains in Water Available For Use / Savings in Demand under the selected programme (Ml/d) input as +ve 2045-46: 31.7889; Gains in Water Available For Use / Savings in Demand under the selected programme (Ml/d) input as +ve 2046-47: 31.3328; Gains in Water Available For Use / Savings in Demand under the selected programme (Ml/d) input as +ve 2047-48: 31.3093; Gains in Water Available For Use / Savings in Demand under the selected programme (Ml/d) input as +ve 2048-49: 31.0769; Gains in Water Available For Use / Savings in Demand under the selected programme (Ml/d) input as +ve 2049-50: 31.0572
52dA | Smart scenario | HH Smart | Other water efficiency | Customer Options | N | North Suffolk Reservoir | ESWESX | Ml/d | 2 | Gains in Water Available For Use / Savings in Demand under the selected programme (Ml/d) input as +ve 2021-22: 0; Gains in Water Available For Use / Savings in Demand under the selected programme (Ml/d) input as +ve 2022-23: 0; Gains in Water Available For Use / Savings in Demand under the selected programme (Ml/d) input as +ve 2023-24: 0; Gains in Water Available For Use / Savings in Demand under the selected programme (Ml/d) input as +ve 2024-25: 0; Gains in Water Available For Use / Savings in Demand under the selected programme (Ml/d) input as +ve 2025-26: 0.39249; Gains in Water Available For Use / Savings in Demand under the selected programme (Ml/d) input as +ve 2026-27: 0.8987; Gains in Water Available For Use / Savings in Demand under the selected programme (Ml/d) input as +ve 2027-28: 1.4329; Gains in Water Available For Use / Savings in Demand under the selected programme (Ml/d) input as +ve 2028-29: 2.0499; Gains in Water Available For Use / Savings in Demand under the selected programme (Ml/d) input as +ve 2029-30: 2.6688; Gains in Water Available For Use / Savings in Demand under the selected programme (Ml/d) input as +ve 2030-31: 3.3308; Gains in Water Available For Use / Savings in Demand under the selected programme (Ml/d) input as +ve 2031-32: 3.9954; Gains in Water Available For Use / Savings in Demand under the selected programme (Ml/d) input as +ve 2032-33: 4.6482; Gains in Water Available For Use / Savings in Demand under the selected programme (Ml/d) input as +ve 2033-34: 5.3052; Gains in Water Available For Use / Savings in Demand under the selected programme (Ml/d) input as +ve 2034-35: 5.9493; Gains in Water Available For Use / Savings in Demand under the selected programme (Ml/d) input as +ve 2035-36: 5.9341; Gains in Water Available For Use / Savings in Demand under the selected programme (Ml/d) input as +ve 2036-37: 5.9199; Gains in Water Available For Use / Savings in Demand under the selected programme (Ml/d) input as +ve 2037-38: 5.9077; Gains in Water Available For Use / Savings in Demand under the selected programme (Ml/d) input as +ve 2038-39: 5.8973; Gains in Water Available For Use / Savings in Demand under the selected programme (Ml/d) input as +ve 2039-40: 5.8883; Gains in Water Available For Use / Savings in Demand under the selected programme (Ml/d) input as +ve 2040-41: 5.8272; Gains in Water Available For Use / Savings in Demand under the selected programme (Ml/d) input as +ve 2041-42: 5.8167; Gains in Water Available For Use / Savings in Demand under the selected programme (Ml/d) input as +ve 2042-43: 5.8068; Gains in Water Available For Use / Savings in Demand under the selected programme (Ml/d) input as +ve 2043-44: 5.7991; Gains in Water Available For Use / Savings in Demand under the selected programme (Ml/d) input as +ve 2044-45: 5.7932; Gains in Water Available For Use / Savings in Demand under the selected programme (Ml/d) input as +ve 2045-46: 5.7738; Gains in Water Available For Use / Savings in Demand under the selected programme (Ml/d) input as +ve 2046-47: 5.6909; Gains in Water Available For Use / Savings in Demand under the selected programme (Ml/d) input as +ve 2047-48: 5.6867; Gains in Water Available For Use / Savings in Demand under the selected programme (Ml/d) input as +ve 2048-49: 5.6445; Gains in Water Available For Use / Savings in Demand under the selected programme (Ml/d) input as +ve 2049-50: 5.6409
52cA | 40% reduction by 2050 - DL | LEAK 2 | Other leakage control | Distribution Options | N | North Suffolk Reservoir | ESWESX | Ml/d | 2 | Gains in Water Available For Use / Savings in Demand under the selected programme (Ml/d) input as +ve 2021-22: 0; Gains in Water Available For Use / Savings in Demand under the selected programme (Ml/d) input as +ve 2022-23: 0; Gains in Water Available For Use / Savings in Demand under the selected programme (Ml/d) input as +ve 2023-24: 0; Gains in Water Available For Use / Savings in Demand under the selected programme (Ml/d) input as +ve 2024-25: 0; Gains in Water Available For Use / Savings in Demand under the selected programme (Ml/d) input as +ve 2025-26: 0.20074; Gains in Water Available For Use / Savings in Demand under the selected programme (Ml/d) input as +ve 2026-27: 0.29801; Gains in Water Available For Use / Savings in Demand under the selected programme (Ml/d) input as +ve 2027-28: 0.51191; Gains in Water Available For Use / Savings in Demand under the selected programme (Ml/d) input as +ve 2028-29: 0.75059; Gains in Water Available For Use / Savings in Demand under the selected programme (Ml/d) input as +ve 2029-30: 0.97523; Gains in Water Available For Use / Savings in Demand under the selected programme (Ml/d) input as +ve 2030-31: 1.2145; Gains in Water Available For Use / Savings in Demand under the selected programme (Ml/d) input as +ve 2031-32: 1.4687; Gains in Water Available For Use / Savings in Demand under the selected programme (Ml/d) input as +ve 2032-33: 1.7257; Gains in Water Available For Use / Savings in Demand under the selected programme (Ml/d) input as +ve 2033-34: 1.9858; Gains in Water Available For Use / Savings in Demand under the selected programme (Ml/d) input as +ve 2034-35: 2.2479; Gains in Water Available For Use / Savings in Demand under the selected programme (Ml/d) input as +ve 2035-36: 2.5807; Gains in Water Available For Use / Savings in Demand under the selected programme (Ml/d) input as +ve 2036-37: 2.9814; Gains in Water Available For Use / Savings in Demand under the selected programme (Ml/d) input as +ve 2037-38: 3.3809; Gains in Water Available For Use / Savings in Demand under the selected programme (Ml/d) input as +ve 2038-39: 3.7793; Gains in Water Available For Use / Savings in Demand under the selected programme (Ml/d) input as +ve 2039-40: 4.1764; Gains in Water Available For Use / Savings in Demand under the selected programme (Ml/d) input as +ve 2040-41: 4.5722; Gains in Water Available For Use / Savings in Demand under the selected programme (Ml/d) input as +ve 2041-42: 4.9668; Gains in Water Available For Use / Savings in Demand under the selected programme (Ml/d) input as +ve 2042-43: 5.36; Gains in Water Available For Use / Savings in Demand under the selected programme (Ml/d) input as +ve 2043-44: 5.7518; Gains in Water Available For Use / Savings in Demand under the selected programme (Ml/d) input as +ve 2044-45: 6.1422; Gains in Water Available For Use / Savings in Demand under the selected programme (Ml/d) input as +ve 2045-46: 6.5312; Gains in Water Available For Use / Savings in Demand under the selected programme (Ml/d) input as +ve 2046-47: 6.9187; Gains in Water Available For Use / Savings in Demand under the selected programme (Ml/d) input as +ve 2047-48: 7.3047; Gains in Water Available For Use / Savings in Demand under the selected programme (Ml/d) input as +ve 2048-49: 7.6892; Gains in Water Available For Use / Savings in Demand under the selected programme (Ml/d) input as +ve 2049-50: 8.0722
52dA | 40% reduction by 2050 - SPL | LEAK 4 | Supply pipe repairs / replacement | Customer Options | N | North Suffolk Reservoir | ESWESX | Ml/d | 2 | Gains in Water Available For Use / Savings in Demand under the selected programme (Ml/d) input as +ve 2021-22: 0; Gains in Water Available For Use / Savings in Demand under the selected programme (Ml/d) input as +ve 2022-23: 0; Gains in Water Available For Use / Savings in Demand under the selected programme (Ml/d) input as +ve 2023-24: 0; Gains in Water Available For Use / Savings in Demand under the selected programme (Ml/d) input as +ve 2024-25: 0; Gains in Water Available For Use / Savings in Demand under the selected programme (Ml/d) input as +ve 2025-26: 0.29383; Gains in Water Available For Use / Savings in Demand under the selected programme (Ml/d) input as +ve 2026-27: 0.69112; Gains in Water Available For Use / Savings in Demand under the selected programme (Ml/d) input as +ve 2027-28: 0.97179; Gains in Water Available For Use / Savings in Demand under the selected programme (Ml/d) input as +ve 2028-29: 1.2277; Gains in Water Available For Use / Savings in Demand under the selected programme (Ml/d) input as +ve 2029-30: 1.4976; Gains in Water Available For Use / Savings in Demand under the selected programme (Ml/d) input as +ve 2030-31: 1.7529; Gains in Water Available For Use / Savings in Demand under the selected programme (Ml/d) input as +ve 2031-32: 1.9933; Gains in Water Available For Use / Savings in Demand under the selected programme (Ml/d) input as +ve 2032-33: 2.2309; Gains in Water Available For Use / Savings in Demand under the selected programme (Ml/d) input as +ve 2033-34: 2.4653; Gains in Water Available For Use / Savings in Demand under the selected programme (Ml/d) input as +ve 2034-35: 2.6977; Gains in Water Available For Use / Savings in Demand under the selected programme (Ml/d) input as +ve 2035-36: 2.8596; Gains in Water Available For Use / Savings in Demand under the selected programme (Ml/d) input as +ve 2036-37: 2.9534; Gains in Water Available For Use / Savings in Demand under the selected programme (Ml/d) input as +ve 2037-38: 3.0484; Gains in Water Available For Use / Savings in Demand under the selected programme (Ml/d) input as +ve 2038-39: 3.1447; Gains in Water Available For Use / Savings in Demand under the selected programme (Ml/d) input as +ve 2039-40: 3.2421; Gains in Water Available For Use / Savings in Demand under the selected programme (Ml/d) input as +ve 2040-41: 3.3409; Gains in Water Available For Use / Savings in Demand under the selected programme (Ml/d) input as +ve 2041-42: 3.4409; Gains in Water Available For Use / Savings in Demand under the selected programme (Ml/d) input as +ve 2042-43: 3.5423; Gains in Water Available For Use / Savings in Demand under the selected programme (Ml/d) input as +ve 2043-44: 3.645; Gains in Water Available For Use / Savings in Demand under the selected programme (Ml/d) input as +ve 2044-45: 3.7491; Gains in Water Available For Use / Savings in Demand under the selected programme (Ml/d) input as +ve 2045-46: 3.8547; Gains in Water Available For Use / Savings in Demand under the selected programme (Ml/d) input as +ve 2046-47: 3.9618; Gains in Water Available For Use / Savings in Demand under the selected programme (Ml/d) input as +ve 2047-48: 4.0703; Gains in Water Available For Use / Savings in Demand under the selected programme (Ml/d) input as +ve 2048-49: 4.1804; Gains in Water Available For Use / Savings in Demand under the selected programme (Ml/d) input as +ve 2049-50: 4.292
52dA | NHH scenario 9% | NHH | Other water efficiency | Customer Options | N | North Suffolk Reservoir | ESWESX | Ml/d | 2 | Gains in Water Available For Use / Savings in Demand under the selected programme (Ml/d) input as +ve 2021-22: 0; Gains in Water Available For Use / Savings in Demand under the selected programme (Ml/d) input as +ve 2022-23: 0; Gains in Water Available For Use / Savings in Demand under the selected programme (Ml/d) input as +ve 2023-24: 0; Gains in Water Available For Use / Savings in Demand under the selected programme (Ml/d) input as +ve 2024-25: 0; Gains in Water Available For Use / Savings in Demand under the selected programme (Ml/d) input as +ve 2025-26: 0.21882; Gains in Water Available For Use / Savings in Demand under the selected programme (Ml/d) input as +ve 2026-27: 0.43764; Gains in Water Available For Use / Savings in Demand under the selected programme (Ml/d) input as +ve 2027-28: 0.65645; Gains in Water Available For Use / Savings in Demand under the selected programme (Ml/d) input as +ve 2028-29: 0.87527; Gains in Water Available For Use / Savings in Demand under the selected programme (Ml/d) input as +ve 2029-30: 1.0941; Gains in Water Available For Use / Savings in Demand under the selected programme (Ml/d) input as +ve 2030-31: 1.592; Gains in Water Available For Use / Savings in Demand under the selected programme (Ml/d) input as +ve 2031-32: 2.0899; Gains in Water Available For Use / Savings in Demand under the selected programme (Ml/d) input as +ve 2032-33: 2.5878; Gains in Water Available For Use / Savings in Demand under the selected programme (Ml/d) input as +ve 2033-34: 3.0857; Gains in Water Available For Use / Savings in Demand under the selected programme (Ml/d) input as +ve 2034-35: 3.5836; Gains in Water Available For Use / Savings in Demand under the selected programme (Ml/d) input as +ve 2035-36: 4.0542; Gains in Water Available For Use / Savings in Demand under the selected programme (Ml/d) input as +ve 2036-37: 4.5248; Gains in Water Available For Use / Savings in Demand under the selected programme (Ml/d) input as +ve 2037-38: 4.9954; Gains in Water Available For Use / Savings in Demand under the selected programme (Ml/d) input as +ve 2038-39: 4.9954; Gains in Water Available For Use / Savings in Demand under the selected programme (Ml/d) input as +ve 2039-40: 4.9954; Gains in Water Available For Use / Savings in Demand under the selected programme (Ml/d) input as +ve 2040-41: 4.9954; Gains in Water Available For Use / Savings in Demand under the selected programme (Ml/d) input as +ve 2041-42: 4.9954; Gains in Water Available For Use / Savings in Demand under the selected programme (Ml/d) input as +ve 2042-43: 4.9954; Gains in Water Available For Use / Savings in Demand under the selected programme (Ml/d) input as +ve 2043-44: 4.9954; Gains in Water Available For Use / Savings in Demand under the selected programme (Ml/d) input as +ve 2044-45: 4.9954; Gains in Water Available For Use / Savings in Demand under the selected programme (Ml/d) input as +ve 2045-46: 4.9954; Gains in Water Available For Use / Savings in Demand under the selected programme (Ml/d) input as +ve 2046-47: 4.9954; Gains in Water Available For Use / Savings in Demand under the selected programme (Ml/d) input as +ve 2047-48: 4.9954; Gains in Water Available For Use / Savings in Demand under the selected programme (Ml/d) input as +ve 2048-49: 4.9954; Gains in Water Available For Use / Savings in Demand under the selected programme (Ml/d) input as +ve 2049-50: 4.9954
52dA | Government Led Interventions | Gov Led | Other water efficiency | Customer Options | N | North Suffolk Reservoir | ESWESX | Ml/d | 2 | Gains in Water Available For Use / Savings in Demand under the selected programme (Ml/d) input as +ve 2021-22: 0; Gains in Water Available For Use / Savings in Demand under the selected programme (Ml/d) input as +ve 2022-23: 0; Gains in Water Available For Use / Savings in Demand under the selected programme (Ml/d) input as +ve 2023-24: 0; Gains in Water Available For Use / Savings in Demand under the selected programme (Ml/d) input as +ve 2024-25: 0; Gains in Water Available For Use / Savings in Demand under the selected programme (Ml/d) input as +ve 2025-26: 0; Gains in Water Available For Use / Savings in Demand under the selected programme (Ml/d) input as +ve 2026-27: 0; Gains in Water Available For Use / Savings in Demand under the selected programme (Ml/d) input as +ve 2027-28: 0.59988; Gains in Water Available For Use / Savings in Demand under the selected programme (Ml/d) input as +ve 2028-29: 1.1975; Gains in Water Available For Use / Savings in Demand under the selected programme (Ml/d) input as +ve 2029-30: 1.7946; Gains in Water Available For Use / Savings in Demand under the selected programme (Ml/d) input as +ve 2030-31: 2.3822; Gains in Water Available For Use / Savings in Demand under the selected programme (Ml/d) input as +ve 2031-32: 2.9708; Gains in Water Available For Use / Savings in Demand under the selected programme (Ml/d) input as +ve 2032-33: 3.5502; Gains in Water Available For Use / Savings in Demand under the selected programme (Ml/d) input as +ve 2033-34: 4.7818; Gains in Water Available For Use / Savings in Demand under the selected programme (Ml/d) input as +ve 2034-35: 5.9977; Gains in Water Available For Use / Savings in Demand under the selected programme (Ml/d) input as +ve 2035-36: 7.2141; Gains in Water Available For Use / Savings in Demand under the selected programme (Ml/d) input as +ve 2036-37: 8.4273; Gains in Water Available For Use / Savings in Demand under the selected programme (Ml/d) input as +ve 2037-38: 9.6363; Gains in Water Available For Use / Savings in Demand under the selected programme (Ml/d) input as +ve 2038-39: 10.8434; Gains in Water Available For Use / Savings in Demand under the selected programme (Ml/d) input as +ve 2039-40: 12.0492; Gains in Water Available For Use / Savings in Demand under the selected programme (Ml/d) input as +ve 2040-41: 13.1339; Gains in Water Available For Use / Savings in Demand under the selected programme (Ml/d) input as +ve 2041-42: 14.3178; Gains in Water Available For Use / Savings in Demand under the selected programme (Ml/d) input as +ve 2042-43: 15.5007; Gains in Water Available For Use / Savings in Demand under the selected programme (Ml/d) input as +ve 2043-44: 15.8858; Gains in Water Available For Use / Savings in Demand under the selected programme (Ml/d) input as +ve 2044-45: 16.2764; Gains in Water Available For Use / Savings in Demand under the selected programme (Ml/d) input as +ve 2045-46: 16.6272; Gains in Water Available For Use / Savings in Demand under the selected programme (Ml/d) input as +ve 2046-47: 16.7883; Gains in Water Available For Use / Savings in Demand under the selected programme (Ml/d) input as +ve 2047-48: 17.1752; Gains in Water Available For Use / Savings in Demand under the selected programme (Ml/d) input as +ve 2048-49: 17.4441; Gains in Water Available For Use / Savings in Demand under the selected programme (Ml/d) input as +ve 2049-50: 17.8292
52dA | Metering Option 5 | DMO 5 | Metering compulsory | Customer Options | N | North Suffolk Reservoir | ESWBLY | Ml/d | 2 | Gains in Water Available For Use / Savings in Demand under the selected programme (Ml/d) input as +ve 2021-22: 0; Gains in Water Available For Use / Savings in Demand under the selected programme (Ml/d) input as +ve 2022-23: 0; Gains in Water Available For Use / Savings in Demand under the selected programme (Ml/d) input as +ve 2023-24: 0; Gains in Water Available For Use / Savings in Demand under the selected programme (Ml/d) input as +ve 2024-25: 0; Gains in Water Available For Use / Savings in Demand under the selected programme (Ml/d) input as +ve 2025-26: -0.012394; Gains in Water Available For Use / Savings in Demand under the selected programme (Ml/d) input as +ve 2026-27: -0.026198; Gains in Water Available For Use / Savings in Demand under the selected programme (Ml/d) input as +ve 2027-28: -0.029349; Gains in Water Available For Use / Savings in Demand under the selected programme (Ml/d) input as +ve 2028-29: -0.032194; Gains in Water Available For Use / Savings in Demand under the selected programme (Ml/d) input as +ve 2029-30: -0.0043355; Gains in Water Available For Use / Savings in Demand under the selected programme (Ml/d) input as +ve 2030-31: 0.047867; Gains in Water Available For Use / Savings in Demand under the selected programme (Ml/d) input as +ve 2031-32: 0.071662; Gains in Water Available For Use / Savings in Demand under the selected programme (Ml/d) input as +ve 2032-33: 0.083741; Gains in Water Available For Use / Savings in Demand under the selected programme (Ml/d) input as +ve 2033-34: 0.094356; Gains in Water Available For Use / Savings in Demand under the selected programme (Ml/d) input as +ve 2034-35: 0.10431; Gains in Water Available For Use / Savings in Demand under the selected programme (Ml/d) input as +ve 2035-36: 0.10347; Gains in Water Available For Use / Savings in Demand under the selected programme (Ml/d) input as +ve 2036-37: 0.10275; Gains in Water Available For Use / Savings in Demand under the selected programme (Ml/d) input as +ve 2037-38: 0.10215; Gains in Water Available For Use / Savings in Demand under the selected programme (Ml/d) input as +ve 2038-39: 0.10161; Gains in Water Available For Use / Savings in Demand under the selected programme (Ml/d) input as +ve 2039-40: 0.10102; Gains in Water Available For Use / Savings in Demand under the selected programme (Ml/d) input as +ve 2040-41: 0.10031; Gains in Water Available For Use / Savings in Demand under the selected programme (Ml/d) input as +ve 2041-42: 0.099836; Gains in Water Available For Use / Savings in Demand under the selected programme (Ml/d) input as +ve 2042-43: 0.099425; Gains in Water Available For Use / Savings in Demand under the selected programme (Ml/d) input as +ve 2043-44: 0.09941; Gains in Water Available For Use / Savings in Demand under the selected programme (Ml/d) input as +ve 2044-45: 0.099437; Gains in Water Available For Use / Savings in Demand under the selected programme (Ml/d) input as +ve 2045-46: 0.099467; Gains in Water Available For Use / Savings in Demand under the selected programme (Ml/d) input as +ve 2046-47: 0.09955; Gains in Water Available For Use / Savings in Demand under the selected programme (Ml/d) input as +ve 2047-48: 0.099653; Gains in Water Available For Use / Savings in Demand under the selected programme (Ml/d) input as +ve 2048-49: 0.099775; Gains in Water Available For Use / Savings in Demand under the selected programme (Ml/d) input as +ve 2049-50: 0.099896
52dA | Medium scenario | WEF Medium | Other water efficiency | Customer Options | N | North Suffolk Reservoir | ESWBLY | Ml/d | 2 | Gains in Water Available For Use / Savings in Demand under the selected programme (Ml/d) input as +ve 2021-22: 0; Gains in Water Available For Use / Savings in Demand under the selected programme (Ml/d) input as +ve 2022-23: 0; Gains in Water Available For Use / Savings in Demand under the selected programme (Ml/d) input as +ve 2023-24: 0; Gains in Water Available For Use / Savings in Demand under the selected programme (Ml/d) input as +ve 2024-25: 0; Gains in Water Available For Use / Savings in Demand under the selected programme (Ml/d) input as +ve 2025-26: 0.03569; Gains in Water Available For Use / Savings in Demand under the selected programme (Ml/d) input as +ve 2026-27: 0.07085; Gains in Water Available For Use / Savings in Demand under the selected programme (Ml/d) input as +ve 2027-28: 0.10571; Gains in Water Available For Use / Savings in Demand under the selected programme (Ml/d) input as +ve 2028-29: 0.14015; Gains in Water Available For Use / Savings in Demand under the selected programme (Ml/d) input as +ve 2029-30: 0.17383; Gains in Water Available For Use / Savings in Demand under the selected programme (Ml/d) input as +ve 2030-31: 0.20584; Gains in Water Available For Use / Savings in Demand under the selected programme (Ml/d) input as +ve 2031-32: 0.23782; Gains in Water Available For Use / Savings in Demand under the selected programme (Ml/d) input as +ve 2032-33: 0.26964; Gains in Water Available For Use / Savings in Demand under the selected programme (Ml/d) input as +ve 2033-34: 0.30117; Gains in Water Available For Use / Savings in Demand under the selected programme (Ml/d) input as +ve 2034-35: 0.33249; Gains in Water Available For Use / Savings in Demand under the selected programme (Ml/d) input as +ve 2035-36: 0.34078; Gains in Water Available For Use / Savings in Demand under the selected programme (Ml/d) input as +ve 2036-37: 0.34897; Gains in Water Available For Use / Savings in Demand under the selected programme (Ml/d) input as +ve 2037-38: 0.35727; Gains in Water Available For Use / Savings in Demand under the selected programme (Ml/d) input as +ve 2038-39: 0.36563; Gains in Water Available For Use / Savings in Demand under the selected programme (Ml/d) input as +ve 2039-40: 0.37379; Gains in Water Available For Use / Savings in Demand under the selected programme (Ml/d) input as +ve 2040-41: 0.38159; Gains in Water Available For Use / Savings in Demand under the selected programme (Ml/d) input as +ve 2041-42: 0.38953; Gains in Water Available For Use / Savings in Demand under the selected programme (Ml/d) input as +ve 2042-43: 0.39748; Gains in Water Available For Use / Savings in Demand under the selected programme (Ml/d) input as +ve 2043-44: 0.40548; Gains in Water Available For Use / Savings in Demand under the selected programme (Ml/d) input as +ve 2044-45: 0.41349; Gains in Water Available For Use / Savings in Demand under the selected programme (Ml/d) input as +ve 2045-46: 0.42116; Gains in Water Available For Use / Savings in Demand under the selected programme (Ml/d) input as +ve 2046-47: 0.42885; Gains in Water Available For Use / Savings in Demand under the selected programme (Ml/d) input as +ve 2047-48: 0.43665; Gains in Water Available For Use / Savings in Demand under the selected programme (Ml/d) input as +ve 2048-49: 0.44454; Gains in Water Available For Use / Savings in Demand under the selected programme (Ml/d) input as +ve 2049-50: 0.44401
52dA | Smart scenario | HH Smart | Other water efficiency | Customer Options | N | North Suffolk Reservoir | ESWBLY | Ml/d | 2 | Gains in Water Available For Use / Savings in Demand under the selected programme (Ml/d) input as +ve 2021-22: 0; Gains in Water Available For Use / Savings in Demand under the selected programme (Ml/d) input as +ve 2022-23: 0; Gains in Water Available For Use / Savings in Demand under the selected programme (Ml/d) input as +ve 2023-24: 0; Gains in Water Available For Use / Savings in Demand under the selected programme (Ml/d) input as +ve 2024-25: 0; Gains in Water Available For Use / Savings in Demand under the selected programme (Ml/d) input as +ve 2025-26: 0.013178; Gains in Water Available For Use / Savings in Demand under the selected programme (Ml/d) input as +ve 2026-27: 0.039369; Gains in Water Available For Use / Savings in Demand under the selected programme (Ml/d) input as +ve 2027-28: 0.043888; Gains in Water Available For Use / Savings in Demand under the selected programme (Ml/d) input as +ve 2028-29: 0.083937; Gains in Water Available For Use / Savings in Demand under the selected programme (Ml/d) input as +ve 2029-30: 0.12562; Gains in Water Available For Use / Savings in Demand under the selected programme (Ml/d) input as +ve 2030-31: 0.14181; Gains in Water Available For Use / Savings in Demand under the selected programme (Ml/d) input as +ve 2031-32: 0.15805; Gains in Water Available For Use / Savings in Demand under the selected programme (Ml/d) input as +ve 2032-33: 0.1742; Gains in Water Available For Use / Savings in Demand under the selected programme (Ml/d) input as +ve 2033-34: 0.1902; Gains in Water Available For Use / Savings in Demand under the selected programme (Ml/d) input as +ve 2034-35: 0.2061; Gains in Water Available For Use / Savings in Demand under the selected programme (Ml/d) input as +ve 2035-36: 0.2055; Gains in Water Available For Use / Savings in Demand under the selected programme (Ml/d) input as +ve 2036-37: 0.20485; Gains in Water Available For Use / Savings in Demand under the selected programme (Ml/d) input as +ve 2037-38: 0.20428; Gains in Water Available For Use / Savings in Demand under the selected programme (Ml/d) input as +ve 2038-39: 0.20376; Gains in Water Available For Use / Savings in Demand under the selected programme (Ml/d) input as +ve 2039-40: 0.20317; Gains in Water Available For Use / Savings in Demand under the selected programme (Ml/d) input as +ve 2040-41: 0.20257; Gains in Water Available For Use / Savings in Demand under the selected programme (Ml/d) input as +ve 2041-42: 0.20204; Gains in Water Available For Use / Savings in Demand under the selected programme (Ml/d) input as +ve 2042-43: 0.20155; Gains in Water Available For Use / Savings in Demand under the selected programme (Ml/d) input as +ve 2043-44: 0.2011; Gains in Water Available For Use / Savings in Demand under the selected programme (Ml/d) input as +ve 2044-45: 0.20067; Gains in Water Available For Use / Savings in Demand under the selected programme (Ml/d) input as +ve 2045-46: 0.20025; Gains in Water Available For Use / Savings in Demand under the selected programme (Ml/d) input as +ve 2046-47: 0.19986; Gains in Water Available For Use / Savings in Demand under the selected programme (Ml/d) input as +ve 2047-48: 0.19953; Gains in Water Available For Use / Savings in Demand under the selected programme (Ml/d) input as +ve 2048-49: 0.19926; Gains in Water Available For Use / Savings in Demand under the selected programme (Ml/d) input as +ve 2049-50: 0.20749
52cA | 40% reduction by 2050 - DL | LEAK 2 | Other leakage control | Distribution Options | N | North Suffolk Reservoir | ESWBLY | Ml/d | 2 | Gains in Water Available For Use / Savings in Demand under the selected programme (Ml/d) input as +ve 2021-22: 0; Gains in Water Available For Use / Savings in Demand under the selected programme (Ml/d) input as +ve 2022-23: 0; Gains in Water Available For Use / Savings in Demand under the selected programme (Ml/d) input as +ve 2023-24: 0; Gains in Water Available For Use / Savings in Demand under the selected programme (Ml/d) input as +ve 2024-25: 0; Gains in Water Available For Use / Savings in Demand under the selected programme (Ml/d) input as +ve 2025-26: 0.016013; Gains in Water Available For Use / Savings in Demand under the selected programme (Ml/d) input as +ve 2026-27: 0.032298; Gains in Water Available For Use / Savings in Demand under the selected programme (Ml/d) input as +ve 2027-28: 0.046891; Gains in Water Available For Use / Savings in Demand under the selected programme (Ml/d) input as +ve 2028-29: 0.061476; Gains in Water Available For Use / Savings in Demand under the selected programme (Ml/d) input as +ve 2029-30: 0.067705; Gains in Water Available For Use / Savings in Demand under the selected programme (Ml/d) input as +ve 2030-31: 0.06822; Gains in Water Available For Use / Savings in Demand under the selected programme (Ml/d) input as +ve 2031-32: 0.076905; Gains in Water Available For Use / Savings in Demand under the selected programme (Ml/d) input as +ve 2032-33: 0.091173; Gains in Water Available For Use / Savings in Demand under the selected programme (Ml/d) input as +ve 2033-34: 0.10543; Gains in Water Available For Use / Savings in Demand under the selected programme (Ml/d) input as +ve 2034-35: 0.11967; Gains in Water Available For Use / Savings in Demand under the selected programme (Ml/d) input as +ve 2035-36: 0.13389; Gains in Water Available For Use / Savings in Demand under the selected programme (Ml/d) input as +ve 2036-37: 0.1481; Gains in Water Available For Use / Savings in Demand under the selected programme (Ml/d) input as +ve 2037-38: 0.1623; Gains in Water Available For Use / Savings in Demand under the selected programme (Ml/d) input as +ve 2038-39: 0.17649; Gains in Water Available For Use / Savings in Demand under the selected programme (Ml/d) input as +ve 2039-40: 0.19066; Gains in Water Available For Use / Savings in Demand under the selected programme (Ml/d) input as +ve 2040-41: 0.20482; Gains in Water Available For Use / Savings in Demand under the selected programme (Ml/d) input as +ve 2041-42: 0.21896; Gains in Water Available For Use / Savings in Demand under the selected programme (Ml/d) input as +ve 2042-43: 0.23309; Gains in Water Available For Use / Savings in Demand under the selected programme (Ml/d) input as +ve 2043-44: 0.2472; Gains in Water Available For Use / Savings in Demand under the selected programme (Ml/d) input as +ve 2044-45: 0.26131; Gains in Water Available For Use / Savings in Demand under the selected programme (Ml/d) input as +ve 2045-46: 0.2754; Gains in Water Available For Use / Savings in Demand under the selected programme (Ml/d) input as +ve 2046-47: 0.28948; Gains in Water Available For Use / Savings in Demand under the selected programme (Ml/d) input as +ve 2047-48: 0.30356; Gains in Water Available For Use / Savings in Demand under the selected programme (Ml/d) input as +ve 2048-49: 0.31762; Gains in Water Available For Use / Savings in Demand under the selected programme (Ml/d) input as +ve 2049-50: 0.33168
52dA | 40% reduction by 2050 - SPL | LEAK 4 | Supply pipe repairs / replacement | Customer Options | N | North Suffolk Reservoir | ESWBLY | Ml/d | 2 | Gains in Water Available For Use / Savings in Demand under the selected programme (Ml/d) input as +ve 2021-22: 0; Gains in Water Available For Use / Savings in Demand under the selected programme (Ml/d) input as +ve 2022-23: 0; Gains in Water Available For Use / Savings in Demand under the selected programme (Ml/d) input as +ve 2023-24: 0; Gains in Water Available For Use / Savings in Demand under the selected programme (Ml/d) input as +ve 2024-25: 0; Gains in Water Available For Use / Savings in Demand under the selected programme (Ml/d) input as +ve 2025-26: -0.00034263; Gains in Water Available For Use / Savings in Demand under the selected programme (Ml/d) input as +ve 2026-27: -0.00095738; Gains in Water Available For Use / Savings in Demand under the selected programme (Ml/d) input as +ve 2027-28: 0.00011927; Gains in Water Available For Use / Savings in Demand under the selected programme (Ml/d) input as +ve 2028-29: 0.0012047; Gains in Water Available For Use / Savings in Demand under the selected programme (Ml/d) input as +ve 2029-30: 0.010646; Gains in Water Available For Use / Savings in Demand under the selected programme (Ml/d) input as +ve 2030-31: 0.025801; Gains in Water Available For Use / Savings in Demand under the selected programme (Ml/d) input as +ve 2031-32: 0.032787; Gains in Water Available For Use / Savings in Demand under the selected programme (Ml/d) input as +ve 2032-33: 0.034188; Gains in Water Available For Use / Savings in Demand under the selected programme (Ml/d) input as +ve 2033-34: 0.035604; Gains in Water Available For Use / Savings in Demand under the selected programme (Ml/d) input as +ve 2034-35: 0.037034; Gains in Water Available For Use / Savings in Demand under the selected programme (Ml/d) input as +ve 2035-36: 0.038479; Gains in Water Available For Use / Savings in Demand under the selected programme (Ml/d) input as +ve 2036-37: 0.039938; Gains in Water Available For Use / Savings in Demand under the selected programme (Ml/d) input as +ve 2037-38: 0.04141; Gains in Water Available For Use / Savings in Demand under the selected programme (Ml/d) input as +ve 2038-39: 0.042894; Gains in Water Available For Use / Savings in Demand under the selected programme (Ml/d) input as +ve 2039-40: 0.044389; Gains in Water Available For Use / Savings in Demand under the selected programme (Ml/d) input as +ve 2040-41: 0.045903; Gains in Water Available For Use / Savings in Demand under the selected programme (Ml/d) input as +ve 2041-42: 0.047435; Gains in Water Available For Use / Savings in Demand under the selected programme (Ml/d) input as +ve 2042-43: 0.048978; Gains in Water Available For Use / Savings in Demand under the selected programme (Ml/d) input as +ve 2043-44: 0.050533; Gains in Water Available For Use / Savings in Demand under the selected programme (Ml/d) input as +ve 2044-45: 0.052099; Gains in Water Available For Use / Savings in Demand under the selected programme (Ml/d) input as +ve 2045-46: 0.053676; Gains in Water Available For Use / Savings in Demand under the selected programme (Ml/d) input as +ve 2046-47: 0.055263; Gains in Water Available For Use / Savings in Demand under the selected programme (Ml/d) input as +ve 2047-48: 0.056858; Gains in Water Available For Use / Savings in Demand under the selected programme (Ml/d) input as +ve 2048-49: 0.058461; Gains in Water Available For Use / Savings in Demand under the selected programme (Ml/d) input as +ve 2049-50: 0.060072
52dA | NHH scenario 9% | NHH | Other water efficiency | Customer Options | N | North Suffolk Reservoir | ESWBLY | Ml/d | 2 | Gains in Water Available For Use / Savings in Demand under the selected programme (Ml/d) input as +ve 2021-22: 0; Gains in Water Available For Use / Savings in Demand under the selected programme (Ml/d) input as +ve 2022-23: 0; Gains in Water Available For Use / Savings in Demand under the selected programme (Ml/d) input as +ve 2023-24: 0; Gains in Water Available For Use / Savings in Demand under the selected programme (Ml/d) input as +ve 2024-25: 0; Gains in Water Available For Use / Savings in Demand under the selected programme (Ml/d) input as +ve 2025-26: 0.010145; Gains in Water Available For Use / Savings in Demand under the selected programme (Ml/d) input as +ve 2026-27: 0.020289; Gains in Water Available For Use / Savings in Demand under the selected programme (Ml/d) input as +ve 2027-28: 0.030434; Gains in Water Available For Use / Savings in Demand under the selected programme (Ml/d) input as +ve 2028-29: 0.040578; Gains in Water Available For Use / Savings in Demand under the selected programme (Ml/d) input as +ve 2029-30: 0.050723; Gains in Water Available For Use / Savings in Demand under the selected programme (Ml/d) input as +ve 2030-31: 0.072468; Gains in Water Available For Use / Savings in Demand under the selected programme (Ml/d) input as +ve 2031-32: 0.094213; Gains in Water Available For Use / Savings in Demand under the selected programme (Ml/d) input as +ve 2032-33: 0.11596; Gains in Water Available For Use / Savings in Demand under the selected programme (Ml/d) input as +ve 2033-34: 0.1377; Gains in Water Available For Use / Savings in Demand under the selected programme (Ml/d) input as +ve 2034-35: 0.15945; Gains in Water Available For Use / Savings in Demand under the selected programme (Ml/d) input as +ve 2035-36: 0.17965; Gains in Water Available For Use / Savings in Demand under the selected programme (Ml/d) input as +ve 2036-37: 0.19984; Gains in Water Available For Use / Savings in Demand under the selected programme (Ml/d) input as +ve 2037-38: 0.22004; Gains in Water Available For Use / Savings in Demand under the selected programme (Ml/d) input as +ve 2038-39: 0.22004; Gains in Water Available For Use / Savings in Demand under the selected programme (Ml/d) input as +ve 2039-40: 0.22004; Gains in Water Available For Use / Savings in Demand under the selected programme (Ml/d) input as +ve 2040-41: 0.22004; Gains in Water Available For Use / Savings in Demand under the selected programme (Ml/d) input as +ve 2041-42: 0.22004; Gains in Water Available For Use / Savings in Demand under the selected programme (Ml/d) input as +ve 2042-43: 0.22004; Gains in Water Available For Use / Savings in Demand under the selected programme (Ml/d) input as +ve 2043-44: 0.22004; Gains in Water Available For Use / Savings in Demand under the selected programme (Ml/d) input as +ve 2044-45: 0.22004; Gains in Water Available For Use / Savings in Demand under the selected programme (Ml/d) input as +ve 2045-46: 0.22004; Gains in Water Available For Use / Savings in Demand under the selected programme (Ml/d) input as +ve 2046-47: 0.22004; Gains in Water Available For Use / Savings in Demand under the selected programme (Ml/d) input as +ve 2047-48: 0.22004; Gains in Water Available For Use / Savings in Demand under the selected programme (Ml/d) input as +ve 2048-49: 0.22004; Gains in Water Available For Use / Savings in Demand under the selected programme (Ml/d) input as +ve 2049-50: 0.22004
52dA | Government Led Interventions | Gov Led | Other water efficiency | Customer Options | N | North Suffolk Reservoir | ESWBLY | Ml/d | 2 | Gains in Water Available For Use / Savings in Demand under the selected programme (Ml/d) input as +ve 2021-22: 0; Gains in Water Available For Use / Savings in Demand under the selected programme (Ml/d) input as +ve 2022-23: 0; Gains in Water Available For Use / Savings in Demand under the selected programme (Ml/d) input as +ve 2023-24: 0; Gains in Water Available For Use / Savings in Demand under the selected programme (Ml/d) input as +ve 2024-25: 0; Gains in Water Available For Use / Savings in Demand under the selected programme (Ml/d) input as +ve 2025-26: 0; Gains in Water Available For Use / Savings in Demand under the selected programme (Ml/d) input as +ve 2026-27: 0; Gains in Water Available For Use / Savings in Demand under the selected programme (Ml/d) input as +ve 2027-28: 0.012316; Gains in Water Available For Use / Savings in Demand under the selected programme (Ml/d) input as +ve 2028-29: 0.024493; Gains in Water Available For Use / Savings in Demand under the selected programme (Ml/d) input as +ve 2029-30: 0.036494; Gains in Water Available For Use / Savings in Demand under the selected programme (Ml/d) input as +ve 2030-31: 0.048407; Gains in Water Available For Use / Savings in Demand under the selected programme (Ml/d) input as +ve 2031-32: 0.060275; Gains in Water Available For Use / Savings in Demand under the selected programme (Ml/d) input as +ve 2032-33: 0.072075; Gains in Water Available For Use / Savings in Demand under the selected programme (Ml/d) input as +ve 2033-34: 0.09694; Gains in Water Available For Use / Savings in Demand under the selected programme (Ml/d) input as +ve 2034-35: 0.12163; Gains in Water Available For Use / Savings in Demand under the selected programme (Ml/d) input as +ve 2035-36: 0.14621; Gains in Water Available For Use / Savings in Demand under the selected programme (Ml/d) input as +ve 2036-37: 0.17063; Gains in Water Available For Use / Savings in Demand under the selected programme (Ml/d) input as +ve 2037-38: 0.19495; Gains in Water Available For Use / Savings in Demand under the selected programme (Ml/d) input as +ve 2038-39: 0.21921; Gains in Water Available For Use / Savings in Demand under the selected programme (Ml/d) input as +ve 2039-40: 0.24321; Gains in Water Available For Use / Savings in Demand under the selected programme (Ml/d) input as +ve 2040-41: 0.26705; Gains in Water Available For Use / Savings in Demand under the selected programme (Ml/d) input as +ve 2041-42: 0.29089; Gains in Water Available For Use / Savings in Demand under the selected programme (Ml/d) input as +ve 2042-43: 0.31469; Gains in Water Available For Use / Savings in Demand under the selected programme (Ml/d) input as +ve 2043-44: 0.32223; Gains in Water Available For Use / Savings in Demand under the selected programme (Ml/d) input as +ve 2044-45: 0.32982; Gains in Water Available For Use / Savings in Demand under the selected programme (Ml/d) input as +ve 2045-46: 0.33738; Gains in Water Available For Use / Savings in Demand under the selected programme (Ml/d) input as +ve 2046-47: 0.34497; Gains in Water Available For Use / Savings in Demand under the selected programme (Ml/d) input as +ve 2047-48: 0.35268; Gains in Water Available For Use / Savings in Demand under the selected programme (Ml/d) input as +ve 2048-49: 0.36049; Gains in Water Available For Use / Savings in Demand under the selected programme (Ml/d) input as +ve 2049-50: 0.36836
52dA | Metering Option 5 | DMO 5 | Metering compulsory | Customer Options | N | North Suffolk Reservoir | ESWHRT | Ml/d | 2 | Gains in Water Available For Use / Savings in Demand under the selected programme (Ml/d) input as +ve 2021-22: 0; Gains in Water Available For Use / Savings in Demand under the selected programme (Ml/d) input as +ve 2022-23: 2.5757e-14; Gains in Water Available For Use / Savings in Demand under the selected programme (Ml/d) input as +ve 2023-24: 4.0856e-14; Gains in Water Available For Use / Savings in Demand under the selected programme (Ml/d) input as +ve 2024-25: 0; Gains in Water Available For Use / Savings in Demand under the selected programme (Ml/d) input as +ve 2025-26: 0.028223; Gains in Water Available For Use / Savings in Demand under the selected programme (Ml/d) input as +ve 2026-27: 0.051024; Gains in Water Available For Use / Savings in Demand under the selected programme (Ml/d) input as +ve 2027-28: -0.034635; Gains in Water Available For Use / Savings in Demand under the selected programme (Ml/d) input as +ve 2028-29: -0.040982; Gains in Water Available For Use / Savings in Demand under the selected programme (Ml/d) input as +ve 2029-30: -0.044941; Gains in Water Available For Use / Savings in Demand under the selected programme (Ml/d) input as +ve 2030-31: -0.047758; Gains in Water Available For Use / Savings in Demand under the selected programme (Ml/d) input as +ve 2031-32: -0.048309; Gains in Water Available For Use / Savings in Demand under the selected programme (Ml/d) input as +ve 2032-33: -0.047194; Gains in Water Available For Use / Savings in Demand under the selected programme (Ml/d) input as +ve 2033-34: -0.045688; Gains in Water Available For Use / Savings in Demand under the selected programme (Ml/d) input as +ve 2034-35: -0.04385; Gains in Water Available For Use / Savings in Demand under the selected programme (Ml/d) input as +ve 2035-36: -0.042511; Gains in Water Available For Use / Savings in Demand under the selected programme (Ml/d) input as +ve 2036-37: -0.040812; Gains in Water Available For Use / Savings in Demand under the selected programme (Ml/d) input as +ve 2037-38: -0.038842; Gains in Water Available For Use / Savings in Demand under the selected programme (Ml/d) input as +ve 2038-39: -0.036735; Gains in Water Available For Use / Savings in Demand under the selected programme (Ml/d) input as +ve 2039-40: -0.034515; Gains in Water Available For Use / Savings in Demand under the selected programme (Ml/d) input as +ve 2040-41: -0.032991; Gains in Water Available For Use / Savings in Demand under the selected programme (Ml/d) input as +ve 2041-42: -0.030526; Gains in Water Available For Use / Savings in Demand under the selected programme (Ml/d) input as +ve 2042-43: -0.028288; Gains in Water Available For Use / Savings in Demand under the selected programme (Ml/d) input as +ve 2043-44: -0.026948; Gains in Water Available For Use / Savings in Demand under the selected programme (Ml/d) input as +ve 2044-45: -0.026745; Gains in Water Available For Use / Savings in Demand under the selected programme (Ml/d) input as +ve 2045-46: -0.026598; Gains in Water Available For Use / Savings in Demand under the selected programme (Ml/d) input as +ve 2046-47: -0.026563; Gains in Water Available For Use / Savings in Demand under the selected programme (Ml/d) input as +ve 2047-48: -0.026636; Gains in Water Available For Use / Savings in Demand under the selected programme (Ml/d) input as +ve 2048-49: -0.026832; Gains in Water Available For Use / Savings in Demand under the selected programme (Ml/d) input as +ve 2049-50: -0.026965
52dA | Medium scenario | WEF Medium | Other water efficiency | Customer Options | N | North Suffolk Reservoir | ESWHRT | Ml/d | 2 | Gains in Water Available For Use / Savings in Demand under the selected programme (Ml/d) input as +ve 2021-22: 0; Gains in Water Available For Use / Savings in Demand under the selected programme (Ml/d) input as +ve 2022-23: 0; Gains in Water Available For Use / Savings in Demand under the selected programme (Ml/d) input as +ve 2023-24: 0; Gains in Water Available For Use / Savings in Demand under the selected programme (Ml/d) input as +ve 2024-25: 0; Gains in Water Available For Use / Savings in Demand under the selected programme (Ml/d) input as +ve 2025-26: 0.026466; Gains in Water Available For Use / Savings in Demand under the selected programme (Ml/d) input as +ve 2026-27: 0.052703; Gains in Water Available For Use / Savings in Demand under the selected programme (Ml/d) input as +ve 2027-28: 0.078838; Gains in Water Available For Use / Savings in Demand under the selected programme (Ml/d) input as +ve 2028-29: 0.10477; Gains in Water Available For Use / Savings in Demand under the selected programme (Ml/d) input as +ve 2029-30: 0.13038; Gains in Water Available For Use / Savings in Demand under the selected programme (Ml/d) input as +ve 2030-31: 0.15447; Gains in Water Available For Use / Savings in Demand under the selected programme (Ml/d) input as +ve 2031-32: 0.17839; Gains in Water Available For Use / Savings in Demand under the selected programme (Ml/d) input as +ve 2032-33: 0.20212; Gains in Water Available For Use / Savings in Demand under the selected programme (Ml/d) input as +ve 2033-34: 0.2257; Gains in Water Available For Use / Savings in Demand under the selected programme (Ml/d) input as +ve 2034-35: 0.24916; Gains in Water Available For Use / Savings in Demand under the selected programme (Ml/d) input as +ve 2035-36: 0.27207; Gains in Water Available For Use / Savings in Demand under the selected programme (Ml/d) input as +ve 2036-37: 0.29486; Gains in Water Available For Use / Savings in Demand under the selected programme (Ml/d) input as +ve 2037-38: 0.31769; Gains in Water Available For Use / Savings in Demand under the selected programme (Ml/d) input as +ve 2038-39: 0.34039; Gains in Water Available For Use / Savings in Demand under the selected programme (Ml/d) input as +ve 2039-40: 0.36273; Gains in Water Available For Use / Savings in Demand under the selected programme (Ml/d) input as +ve 2040-41: 0.38414; Gains in Water Available For Use / Savings in Demand under the selected programme (Ml/d) input as +ve 2041-42: 0.40546; Gains in Water Available For Use / Savings in Demand under the selected programme (Ml/d) input as +ve 2042-43: 0.42676; Gains in Water Available For Use / Savings in Demand under the selected programme (Ml/d) input as +ve 2043-44: 0.44802; Gains in Water Available For Use / Savings in Demand under the selected programme (Ml/d) input as +ve 2044-45: 0.44686; Gains in Water Available For Use / Savings in Demand under the selected programme (Ml/d) input as +ve 2045-46: 0.44567; Gains in Water Available For Use / Savings in Demand under the selected programme (Ml/d) input as +ve 2046-47: 0.4445; Gains in Water Available For Use / Savings in Demand under the selected programme (Ml/d) input as +ve 2047-48: 0.44352; Gains in Water Available For Use / Savings in Demand under the selected programme (Ml/d) input as +ve 2048-49: 0.44272; Gains in Water Available For Use / Savings in Demand under the selected programme (Ml/d) input as +ve 2049-50: 0.44206
52dA | Smart scenario | HH Smart | Other water efficiency | Customer Options | N | North Suffolk Reservoir | ESWHRT | Ml/d | 2 | Gains in Water Available For Use / Savings in Demand under the selected programme (Ml/d) input as +ve 2021-22: 0; Gains in Water Available For Use / Savings in Demand under the selected programme (Ml/d) input as +ve 2022-23: 0; Gains in Water Available For Use / Savings in Demand under the selected programme (Ml/d) input as +ve 2023-24: 0; Gains in Water Available For Use / Savings in Demand under the selected programme (Ml/d) input as +ve 2024-25: 0; Gains in Water Available For Use / Savings in Demand under the selected programme (Ml/d) input as +ve 2025-26: 0.00076894; Gains in Water Available For Use / Savings in Demand under the selected programme (Ml/d) input as +ve 2026-27: 0.0091903; Gains in Water Available For Use / Savings in Demand under the selected programme (Ml/d) input as +ve 2027-28: 0.0022905; Gains in Water Available For Use / Savings in Demand under the selected programme (Ml/d) input as +ve 2028-29: 0.003044; Gains in Water Available For Use / Savings in Demand under the selected programme (Ml/d) input as +ve 2029-30: 0.003788; Gains in Water Available For Use / Savings in Demand under the selected programme (Ml/d) input as +ve 2030-31: 0.0045073; Gains in Water Available For Use / Savings in Demand under the selected programme (Ml/d) input as +ve 2031-32: 0.0052213; Gains in Water Available For Use / Savings in Demand under the selected programme (Ml/d) input as +ve 2032-33: 0.0059298; Gains in Water Available For Use / Savings in Demand under the selected programme (Ml/d) input as +ve 2033-34: 0.0066337; Gains in Water Available For Use / Savings in Demand under the selected programme (Ml/d) input as +ve 2034-35: 0.007334; Gains in Water Available For Use / Savings in Demand under the selected programme (Ml/d) input as +ve 2035-36: 0.0073103; Gains in Water Available For Use / Savings in Demand under the selected programme (Ml/d) input as +ve 2036-37: 0.0072876; Gains in Water Available For Use / Savings in Demand under the selected programme (Ml/d) input as +ve 2037-38: 0.0072689; Gains in Water Available For Use / Savings in Demand under the selected programme (Ml/d) input as +ve 2038-39: 0.0072502; Gains in Water Available For Use / Savings in Demand under the selected programme (Ml/d) input as +ve 2039-40: 0.0072268; Gains in Water Available For Use / Savings in Demand under the selected programme (Ml/d) input as +ve 2040-41: 0.0072019; Gains in Water Available For Use / Savings in Demand under the selected programme (Ml/d) input as +ve 2041-42: 0.0071781; Gains in Water Available For Use / Savings in Demand under the selected programme (Ml/d) input as +ve 2042-43: 0.0071565; Gains in Water Available For Use / Savings in Demand under the selected programme (Ml/d) input as +ve 2043-44: 0.0071365; Gains in Water Available For Use / Savings in Demand under the selected programme (Ml/d) input as +ve 2044-45: 0.0071179; Gains in Water Available For Use / Savings in Demand under the selected programme (Ml/d) input as +ve 2045-46: 0.007099; Gains in Water Available For Use / Savings in Demand under the selected programme (Ml/d) input as +ve 2046-47: 0.0070803; Gains in Water Available For Use / Savings in Demand under the selected programme (Ml/d) input as +ve 2047-48: 0.0070648; Gains in Water Available For Use / Savings in Demand under the selected programme (Ml/d) input as +ve 2048-49: 0.007052; Gains in Water Available For Use / Savings in Demand under the selected programme (Ml/d) input as +ve 2049-50: 0.0070416
52cA | 40% reduction by 2050 - DL | LEAK 2 | Other leakage control | Distribution Options | N | North Suffolk Reservoir | ESWHRT | Ml/d | 2 | Gains in Water Available For Use / Savings in Demand under the selected programme (Ml/d) input as +ve 2021-22: 0; Gains in Water Available For Use / Savings in Demand under the selected programme (Ml/d) input as +ve 2022-23: 0; Gains in Water Available For Use / Savings in Demand under the selected programme (Ml/d) input as +ve 2023-24: 0; Gains in Water Available For Use / Savings in Demand under the selected programme (Ml/d) input as +ve 2024-25: 0; Gains in Water Available For Use / Savings in Demand under the selected programme (Ml/d) input as +ve 2025-26: -0.0016146; Gains in Water Available For Use / Savings in Demand under the selected programme (Ml/d) input as +ve 2026-27: -0.0028628; Gains in Water Available For Use / Savings in Demand under the selected programme (Ml/d) input as +ve 2027-28: 0.0042862; Gains in Water Available For Use / Savings in Demand under the selected programme (Ml/d) input as +ve 2028-29: 0.011415; Gains in Water Available For Use / Savings in Demand under the selected programme (Ml/d) input as +ve 2029-30: 0.018531; Gains in Water Available For Use / Savings in Demand under the selected programme (Ml/d) input as +ve 2030-31: 0.025451; Gains in Water Available For Use / Savings in Demand under the selected programme (Ml/d) input as +ve 2031-32: 0.03218; Gains in Water Available For Use / Savings in Demand under the selected programme (Ml/d) input as +ve 2032-33: 0.0389; Gains in Water Available For Use / Savings in Demand under the selected programme (Ml/d) input as +ve 2033-34: 0.045608; Gains in Water Available For Use / Savings in Demand under the selected programme (Ml/d) input as +ve 2034-35: 0.052305; Gains in Water Available For Use / Savings in Demand under the selected programme (Ml/d) input as +ve 2035-36: 0.05899; Gains in Water Available For Use / Savings in Demand under the selected programme (Ml/d) input as +ve 2036-37: 0.065666; Gains in Water Available For Use / Savings in Demand under the selected programme (Ml/d) input as +ve 2037-38: 0.072333; Gains in Water Available For Use / Savings in Demand under the selected programme (Ml/d) input as +ve 2038-39: 0.07899; Gains in Water Available For Use / Savings in Demand under the selected programme (Ml/d) input as +ve 2039-40: 0.085637; Gains in Water Available For Use / Savings in Demand under the selected programme (Ml/d) input as +ve 2040-41: 0.092272; Gains in Water Available For Use / Savings in Demand under the selected programme (Ml/d) input as +ve 2041-42: 0.098894; Gains in Water Available For Use / Savings in Demand under the selected programme (Ml/d) input as +ve 2042-43: 0.10551; Gains in Water Available For Use / Savings in Demand under the selected programme (Ml/d) input as +ve 2043-44: 0.11211; Gains in Water Available For Use / Savings in Demand under the selected programme (Ml/d) input as +ve 2044-45: 0.11871; Gains in Water Available For Use / Savings in Demand under the selected programme (Ml/d) input as +ve 2045-46: 0.1253; Gains in Water Available For Use / Savings in Demand under the selected programme (Ml/d) input as +ve 2046-47: 0.13189; Gains in Water Available For Use / Savings in Demand under the selected programme (Ml/d) input as +ve 2047-48: 0.13846; Gains in Water Available For Use / Savings in Demand under the selected programme (Ml/d) input as +ve 2048-49: 0.14503; Gains in Water Available For Use / Savings in Demand under the selected programme (Ml/d) input as +ve 2049-50: 0.15158
52dA | 40% reduction by 2050 - SPL | LEAK 4 | Supply pipe repairs / replacement | Customer Options | N | North Suffolk Reservoir | ESWHRT | Ml/d | 2 | Gains in Water Available For Use / Savings in Demand under the selected programme (Ml/d) input as +ve 2021-22: 0; Gains in Water Available For Use / Savings in Demand under the selected programme (Ml/d) input as +ve 2022-23: 0; Gains in Water Available For Use / Savings in Demand under the selected programme (Ml/d) input as +ve 2023-24: 0; Gains in Water Available For Use / Savings in Demand under the selected programme (Ml/d) input as +ve 2024-25: 0; Gains in Water Available For Use / Savings in Demand under the selected programme (Ml/d) input as +ve 2025-26: 0.009204; Gains in Water Available For Use / Savings in Demand under the selected programme (Ml/d) input as +ve 2026-27: 0.018042; Gains in Water Available For Use / Savings in Demand under the selected programme (Ml/d) input as +ve 2027-28: 0.018482; Gains in Water Available For Use / Savings in Demand under the selected programme (Ml/d) input as +ve 2028-29: 0.018942; Gains in Water Available For Use / Savings in Demand under the selected programme (Ml/d) input as +ve 2029-30: 0.019416; Gains in Water Available For Use / Savings in Demand under the selected programme (Ml/d) input as +ve 2030-31: 0.020085; Gains in Water Available For Use / Savings in Demand under the selected programme (Ml/d) input as +ve 2031-32: 0.020946; Gains in Water Available For Use / Savings in Demand under the selected programme (Ml/d) input as +ve 2032-33: 0.021815; Gains in Water Available For Use / Savings in Demand under the selected programme (Ml/d) input as +ve 2033-34: 0.022697; Gains in Water Available For Use / Savings in Demand under the selected programme (Ml/d) input as +ve 2034-35: 0.023589; Gains in Water Available For Use / Savings in Demand under the selected programme (Ml/d) input as +ve 2035-36: 0.024493; Gains in Water Available For Use / Savings in Demand under the selected programme (Ml/d) input as +ve 2036-37: 0.025407; Gains in Water Available For Use / Savings in Demand under the selected programme (Ml/d) input as +ve 2037-38: 0.026329; Gains in Water Available For Use / Savings in Demand under the selected programme (Ml/d) input as +ve 2038-39: 0.027262; Gains in Water Available For Use / Savings in Demand under the selected programme (Ml/d) input as +ve 2039-40: 0.028204; Gains in Water Available For Use / Savings in Demand under the selected programme (Ml/d) input as +ve 2040-41: 0.029158; Gains in Water Available For Use / Savings in Demand under the selected programme (Ml/d) input as +ve 2041-42: 0.030125; Gains in Water Available For Use / Savings in Demand under the selected programme (Ml/d) input as +ve 2042-43: 0.031101; Gains in Water Available For Use / Savings in Demand under the selected programme (Ml/d) input as +ve 2043-44: 0.032084; Gains in Water Available For Use / Savings in Demand under the selected programme (Ml/d) input as +ve 2044-45: 0.033075; Gains in Water Available For Use / Savings in Demand under the selected programme (Ml/d) input as +ve 2045-46: 0.034074; Gains in Water Available For Use / Savings in Demand under the selected programme (Ml/d) input as +ve 2046-47: 0.035081; Gains in Water Available For Use / Savings in Demand under the selected programme (Ml/d) input as +ve 2047-48: 0.036096; Gains in Water Available For Use / Savings in Demand under the selected programme (Ml/d) input as +ve 2048-49: 0.03712; Gains in Water Available For Use / Savings in Demand under the selected programme (Ml/d) input as +ve 2049-50: 0.038154
52dA | NHH scenario 9% | NHH | Other water efficiency | Customer Options | N | North Suffolk Reservoir | ESWHRT | Ml/d | 2 | Gains in Water Available For Use / Savings in Demand under the selected programme (Ml/d) input as +ve 2021-22: 0; Gains in Water Available For Use / Savings in Demand under the selected programme (Ml/d) input as +ve 2022-23: 0; Gains in Water Available For Use / Savings in Demand under the selected programme (Ml/d) input as +ve 2023-24: 0; Gains in Water Available For Use / Savings in Demand under the selected programme (Ml/d) input as +ve 2024-25: 0; Gains in Water Available For Use / Savings in Demand under the selected programme (Ml/d) input as +ve 2025-26: 0.0076396; Gains in Water Available For Use / Savings in Demand under the selected programme (Ml/d) input as +ve 2026-27: 0.015279; Gains in Water Available For Use / Savings in Demand under the selected programme (Ml/d) input as +ve 2027-28: 0.022919; Gains in Water Available For Use / Savings in Demand under the selected programme (Ml/d) input as +ve 2028-29: 0.030558; Gains in Water Available For Use / Savings in Demand under the selected programme (Ml/d) input as +ve 2029-30: 0.038198; Gains in Water Available For Use / Savings in Demand under the selected programme (Ml/d) input as +ve 2030-31: 0.054573; Gains in Water Available For Use / Savings in Demand under the selected programme (Ml/d) input as +ve 2031-32: 0.070949; Gains in Water Available For Use / Savings in Demand under the selected programme (Ml/d) input as +ve 2032-33: 0.087324; Gains in Water Available For Use / Savings in Demand under the selected programme (Ml/d) input as +ve 2033-34: 0.1037; Gains in Water Available For Use / Savings in Demand under the selected programme (Ml/d) input as +ve 2034-35: 0.12008; Gains in Water Available For Use / Savings in Demand under the selected programme (Ml/d) input as +ve 2035-36: 0.13529; Gains in Water Available For Use / Savings in Demand under the selected programme (Ml/d) input as +ve 2036-37: 0.1505; Gains in Water Available For Use / Savings in Demand under the selected programme (Ml/d) input as +ve 2037-38: 0.16571; Gains in Water Available For Use / Savings in Demand under the selected programme (Ml/d) input as +ve 2038-39: 0.16571; Gains in Water Available For Use / Savings in Demand under the selected programme (Ml/d) input as +ve 2039-40: 0.16571; Gains in Water Available For Use / Savings in Demand under the selected programme (Ml/d) input as +ve 2040-41: 0.16571; Gains in Water Available For Use / Savings in Demand under the selected programme (Ml/d) input as +ve 2041-42: 0.16571; Gains in Water Available For Use / Savings in Demand under the selected programme (Ml/d) input as +ve 2042-43: 0.16571; Gains in Water Available For Use / Savings in Demand under the selected programme (Ml/d) input as +ve 2043-44: 0.16571; Gains in Water Available For Use / Savings in Demand under the selected programme (Ml/d) input as +ve 2044-45: 0.16571; Gains in Water Available For Use / Savings in Demand under the selected programme (Ml/d) input as +ve 2045-46: 0.16571; Gains in Water Available For Use / Savings in Demand under the selected programme (Ml/d) input as +ve 2046-47: 0.16571; Gains in Water Available For Use / Savings in Demand under the selected programme (Ml/d) input as +ve 2047-48: 0.16571; Gains in Water Available For Use / Savings in Demand under the selected programme (Ml/d) input as +ve 2048-49: 0.16571; Gains in Water Available For Use / Savings in Demand under the selected programme (Ml/d) input as +ve 2049-50: 0.16571
52dA | Government Led Interventions | Gov Led | Other water efficiency | Customer Options | N | North Suffolk Reservoir | ESWHRT | Ml/d | 2 | Gains in Water Available For Use / Savings in Demand under the selected programme (Ml/d) input as +ve 2021-22: 0; Gains in Water Available For Use / Savings in Demand under the selected programme (Ml/d) input as +ve 2022-23: 0; Gains in Water Available For Use / Savings in Demand under the selected programme (Ml/d) input as +ve 2023-24: 0; Gains in Water Available For Use / Savings in Demand under the selected programme (Ml/d) input as +ve 2024-25: 0; Gains in Water Available For Use / Savings in Demand under the selected programme (Ml/d) input as +ve 2025-26: 0; Gains in Water Available For Use / Savings in Demand under the selected programme (Ml/d) input as +ve 2026-27: 0; Gains in Water Available For Use / Savings in Demand under the selected programme (Ml/d) input as +ve 2027-28: 0.0094103; Gains in Water Available For Use / Savings in Demand under the selected programme (Ml/d) input as +ve 2028-29: 0.018759; Gains in Water Available For Use / Savings in Demand under the selected programme (Ml/d) input as +ve 2029-30: 0.028041; Gains in Water Available For Use / Savings in Demand under the selected programme (Ml/d) input as +ve 2030-31: 0.037216; Gains in Water Available For Use / Savings in Demand under the selected programme (Ml/d) input as +ve 2031-32: 0.04632; Gains in Water Available For Use / Savings in Demand under the selected programme (Ml/d) input as +ve 2032-33: 0.055353; Gains in Water Available For Use / Savings in Demand under the selected programme (Ml/d) input as +ve 2033-34: 0.074432; Gains in Water Available For Use / Savings in Demand under the selected programme (Ml/d) input as +ve 2034-35: 0.093389; Gains in Water Available For Use / Savings in Demand under the selected programme (Ml/d) input as +ve 2035-36: 0.11225; Gains in Water Available For Use / Savings in Demand under the selected programme (Ml/d) input as +ve 2036-37: 0.13104; Gains in Water Available For Use / Savings in Demand under the selected programme (Ml/d) input as +ve 2037-38: 0.14976; Gains in Water Available For Use / Savings in Demand under the selected programme (Ml/d) input as +ve 2038-39: 0.16838; Gains in Water Available For Use / Savings in Demand under the selected programme (Ml/d) input as +ve 2039-40: 0.18679; Gains in Water Available For Use / Savings in Demand under the selected programme (Ml/d) input as +ve 2040-41: 0.20503; Gains in Water Available For Use / Savings in Demand under the selected programme (Ml/d) input as +ve 2041-42: 0.22317; Gains in Water Available For Use / Savings in Demand under the selected programme (Ml/d) input as +ve 2042-43: 0.2413; Gains in Water Available For Use / Savings in Demand under the selected programme (Ml/d) input as +ve 2043-44: 0.24692; Gains in Water Available For Use / Savings in Demand under the selected programme (Ml/d) input as +ve 2044-45: 0.25259; Gains in Water Available For Use / Savings in Demand under the selected programme (Ml/d) input as +ve 2045-46: 0.25822; Gains in Water Available For Use / Savings in Demand under the selected programme (Ml/d) input as +ve 2046-47: 0.26382; Gains in Water Available For Use / Savings in Demand under the selected programme (Ml/d) input as +ve 2047-48: 0.26951; Gains in Water Available For Use / Savings in Demand under the selected programme (Ml/d) input as +ve 2048-49: 0.27528; Gains in Water Available For Use / Savings in Demand under the selected programme (Ml/d) input as +ve 2049-50: 0.28112
52dA | Metering Option 5 | DMO 5 | Metering compulsory | Customer Options | N | North Suffolk Reservoir | ESWNCT | Ml/d | 2 | Gains in Water Available For Use / Savings in Demand under the selected programme (Ml/d) input as +ve 2021-22: 0; Gains in Water Available For Use / Savings in Demand under the selected programme (Ml/d) input as +ve 2022-23: 0; Gains in Water Available For Use / Savings in Demand under the selected programme (Ml/d) input as +ve 2023-24: 0; Gains in Water Available For Use / Savings in Demand under the selected programme (Ml/d) input as +ve 2024-25: 0; Gains in Water Available For Use / Savings in Demand under the selected programme (Ml/d) input as +ve 2025-26: -0.03025; Gains in Water Available For Use / Savings in Demand under the selected programme (Ml/d) input as +ve 2026-27: 0.22093; Gains in Water Available For Use / Savings in Demand under the selected programme (Ml/d) input as +ve 2027-28: 0.44181; Gains in Water Available For Use / Savings in Demand under the selected programme (Ml/d) input as +ve 2028-29: 0.65677; Gains in Water Available For Use / Savings in Demand under the selected programme (Ml/d) input as +ve 2029-30: 0.74603; Gains in Water Available For Use / Savings in Demand under the selected programme (Ml/d) input as +ve 2030-31: 0.67123; Gains in Water Available For Use / Savings in Demand under the selected programme (Ml/d) input as +ve 2031-32: 0.5616; Gains in Water Available For Use / Savings in Demand under the selected programme (Ml/d) input as +ve 2032-33: 0.56914; Gains in Water Available For Use / Savings in Demand under the selected programme (Ml/d) input as +ve 2033-34: 0.56222; Gains in Water Available For Use / Savings in Demand under the selected programme (Ml/d) input as +ve 2034-35: 0.57604; Gains in Water Available For Use / Savings in Demand under the selected programme (Ml/d) input as +ve 2035-36: 0.58287; Gains in Water Available For Use / Savings in Demand under the selected programme (Ml/d) input as +ve 2036-37: 0.59189; Gains in Water Available For Use / Savings in Demand under the selected programme (Ml/d) input as +ve 2037-38: 0.60111; Gains in Water Available For Use / Savings in Demand under the selected programme (Ml/d) input as +ve 2038-39: 0.61075; Gains in Water Available For Use / Savings in Demand under the selected programme (Ml/d) input as +ve 2039-40: 0.62047; Gains in Water Available For Use / Savings in Demand under the selected programme (Ml/d) input as +ve 2040-41: 0.62711; Gains in Water Available For Use / Savings in Demand under the selected programme (Ml/d) input as +ve 2041-42: 0.63765; Gains in Water Available For Use / Savings in Demand under the selected programme (Ml/d) input as +ve 2042-43: 0.6471; Gains in Water Available For Use / Savings in Demand under the selected programme (Ml/d) input as +ve 2043-44: 0.65751; Gains in Water Available For Use / Savings in Demand under the selected programme (Ml/d) input as +ve 2044-45: 0.66794; Gains in Water Available For Use / Savings in Demand under the selected programme (Ml/d) input as +ve 2045-46: 0.67796; Gains in Water Available For Use / Savings in Demand under the selected programme (Ml/d) input as +ve 2046-47: 0.68819; Gains in Water Available For Use / Savings in Demand under the selected programme (Ml/d) input as +ve 2047-48: 0.69833; Gains in Water Available For Use / Savings in Demand under the selected programme (Ml/d) input as +ve 2048-49: 0.70845; Gains in Water Available For Use / Savings in Demand under the selected programme (Ml/d) input as +ve 2049-50: 0.71893
52dA | Medium scenario | WEF Medium | Other water efficiency | Customer Options | N | North Suffolk Reservoir | ESWNCT | Ml/d | 2 | Gains in Water Available For Use / Savings in Demand under the selected programme (Ml/d) input as +ve 2021-22: 0; Gains in Water Available For Use / Savings in Demand under the selected programme (Ml/d) input as +ve 2022-23: 0; Gains in Water Available For Use / Savings in Demand under the selected programme (Ml/d) input as +ve 2023-24: 0; Gains in Water Available For Use / Savings in Demand under the selected programme (Ml/d) input as +ve 2024-25: 0; Gains in Water Available For Use / Savings in Demand under the selected programme (Ml/d) input as +ve 2025-26: 0.22449; Gains in Water Available For Use / Savings in Demand under the selected programme (Ml/d) input as +ve 2026-27: 0.44595; Gains in Water Available For Use / Savings in Demand under the selected programme (Ml/d) input as +ve 2027-28: 0.66628; Gains in Water Available For Use / Savings in Demand under the selected programme (Ml/d) input as +ve 2028-29: 0.88512; Gains in Water Available For Use / Savings in Demand under the selected programme (Ml/d) input as +ve 2029-30: 1.102; Gains in Water Available For Use / Savings in Demand under the selected programme (Ml/d) input as +ve 2030-31: 1.3069; Gains in Water Available For Use / Savings in Demand under the selected programme (Ml/d) input as +ve 2031-32: 1.511; Gains in Water Available For Use / Savings in Demand under the selected programme (Ml/d) input as +ve 2032-33: 1.7137; Gains in Water Available For Use / Savings in Demand under the selected programme (Ml/d) input as +ve 2033-34: 1.9155; Gains in Water Available For Use / Savings in Demand under the selected programme (Ml/d) input as +ve 2034-35: 2.1172; Gains in Water Available For Use / Savings in Demand under the selected programme (Ml/d) input as +ve 2035-36: 2.1854; Gains in Water Available For Use / Savings in Demand under the selected programme (Ml/d) input as +ve 2036-37: 2.2525; Gains in Water Available For Use / Savings in Demand under the selected programme (Ml/d) input as +ve 2037-38: 2.3187; Gains in Water Available For Use / Savings in Demand under the selected programme (Ml/d) input as +ve 2038-39: 2.3846; Gains in Water Available For Use / Savings in Demand under the selected programme (Ml/d) input as +ve 2039-40: 2.4508; Gains in Water Available For Use / Savings in Demand under the selected programme (Ml/d) input as +ve 2040-41: 2.5143; Gains in Water Available For Use / Savings in Demand under the selected programme (Ml/d) input as +ve 2041-42: 2.5769; Gains in Water Available For Use / Savings in Demand under the selected programme (Ml/d) input as +ve 2042-43: 2.6387; Gains in Water Available For Use / Savings in Demand under the selected programme (Ml/d) input as +ve 2043-44: 2.6999; Gains in Water Available For Use / Savings in Demand under the selected programme (Ml/d) input as +ve 2044-45: 2.7603; Gains in Water Available For Use / Savings in Demand under the selected programme (Ml/d) input as +ve 2045-46: 2.8174; Gains in Water Available For Use / Savings in Demand under the selected programme (Ml/d) input as +ve 2046-47: 2.8736; Gains in Water Available For Use / Savings in Demand under the selected programme (Ml/d) input as +ve 2047-48: 2.9294; Gains in Water Available For Use / Savings in Demand under the selected programme (Ml/d) input as +ve 2048-49: 2.9848; Gains in Water Available For Use / Savings in Demand under the selected programme (Ml/d) input as +ve 2049-50: 2.9767
52dA | Smart scenario | HH Smart | Other water efficiency | Customer Options | N | North Suffolk Reservoir | ESWNCT | Ml/d | 2 | Gains in Water Available For Use / Savings in Demand under the selected programme (Ml/d) input as +ve 2021-22: 0; Gains in Water Available For Use / Savings in Demand under the selected programme (Ml/d) input as +ve 2022-23: 0; Gains in Water Available For Use / Savings in Demand under the selected programme (Ml/d) input as +ve 2023-24: 0; Gains in Water Available For Use / Savings in Demand under the selected programme (Ml/d) input as +ve 2024-25: 0; Gains in Water Available For Use / Savings in Demand under the selected programme (Ml/d) input as +ve 2025-26: 0.25285; Gains in Water Available For Use / Savings in Demand under the selected programme (Ml/d) input as +ve 2026-27: 0.28916; Gains in Water Available For Use / Savings in Demand under the selected programme (Ml/d) input as +ve 2027-28: 0.85612; Gains in Water Available For Use / Savings in Demand under the selected programme (Ml/d) input as +ve 2028-29: 1.1683; Gains in Water Available For Use / Savings in Demand under the selected programme (Ml/d) input as +ve 2029-30: 1.2988; Gains in Water Available For Use / Savings in Demand under the selected programme (Ml/d) input as +ve 2030-31: 1.3411; Gains in Water Available For Use / Savings in Demand under the selected programme (Ml/d) input as +ve 2031-32: 1.3833; Gains in Water Available For Use / Savings in Demand under the selected programme (Ml/d) input as +ve 2032-33: 1.425; Gains in Water Available For Use / Savings in Demand under the selected programme (Ml/d) input as +ve 2033-34: 1.4662; Gains in Water Available For Use / Savings in Demand under the selected programme (Ml/d) input as +ve 2034-35: 1.3767; Gains in Water Available For Use / Savings in Demand under the selected programme (Ml/d) input as +ve 2035-36: 1.3711; Gains in Water Available For Use / Savings in Demand under the selected programme (Ml/d) input as +ve 2036-37: 1.3656; Gains in Water Available For Use / Savings in Demand under the selected programme (Ml/d) input as +ve 2037-38: 1.3601; Gains in Water Available For Use / Savings in Demand under the selected programme (Ml/d) input as +ve 2038-39: 1.355; Gains in Water Available For Use / Savings in Demand under the selected programme (Ml/d) input as +ve 2039-40: 1.3505; Gains in Water Available For Use / Savings in Demand under the selected programme (Ml/d) input as +ve 2040-41: 1.3462; Gains in Water Available For Use / Savings in Demand under the selected programme (Ml/d) input as +ve 2041-42: 1.342; Gains in Water Available For Use / Savings in Demand under the selected programme (Ml/d) input as +ve 2042-43: 1.3379; Gains in Water Available For Use / Savings in Demand under the selected programme (Ml/d) input as +ve 2043-44: 1.3339; Gains in Water Available For Use / Savings in Demand under the selected programme (Ml/d) input as +ve 2044-45: 1.33; Gains in Water Available For Use / Savings in Demand under the selected programme (Ml/d) input as +ve 2045-46: 1.3261; Gains in Water Available For Use / Savings in Demand under the selected programme (Ml/d) input as +ve 2046-47: 1.3221; Gains in Water Available For Use / Savings in Demand under the selected programme (Ml/d) input as +ve 2047-48: 1.3183; Gains in Water Available For Use / Savings in Demand under the selected programme (Ml/d) input as +ve 2048-49: 1.3147; Gains in Water Available For Use / Savings in Demand under the selected programme (Ml/d) input as +ve 2049-50: 1.3739
52cA | 40% reduction by 2050 - DL | LEAK 2 | Other leakage control | Distribution Options | N | North Suffolk Reservoir | ESWNCT | Ml/d | 2 | Gains in Water Available For Use / Savings in Demand under the selected programme (Ml/d) input as +ve 2021-22: 0; Gains in Water Available For Use / Savings in Demand under the selected programme (Ml/d) input as +ve 2022-23: 0; Gains in Water Available For Use / Savings in Demand under the selected programme (Ml/d) input as +ve 2023-24: 0; Gains in Water Available For Use / Savings in Demand under the selected programme (Ml/d) input as +ve 2024-25: 0; Gains in Water Available For Use / Savings in Demand under the selected programme (Ml/d) input as +ve 2025-26: 0.020497; Gains in Water Available For Use / Savings in Demand under the selected programme (Ml/d) input as +ve 2026-27: 0.028131; Gains in Water Available For Use / Savings in Demand under the selected programme (Ml/d) input as +ve 2027-28: 0.0097855; Gains in Water Available For Use / Savings in Demand under the selected programme (Ml/d) input as +ve 2028-29: -0.020179; Gains in Water Available For Use / Savings in Demand under the selected programme (Ml/d) input as +ve 2029-30: -0.033449; Gains in Water Available For Use / Savings in Demand under the selected programme (Ml/d) input as +ve 2030-31: -0.021373; Gains in Water Available For Use / Savings in Demand under the selected programme (Ml/d) input as +ve 2031-32: -6.9544e-05; Gains in Water Available For Use / Savings in Demand under the selected programme (Ml/d) input as +ve 2032-33: 0.021177; Gains in Water Available For Use / Savings in Demand under the selected programme (Ml/d) input as +ve 2033-34: 0.042355; Gains in Water Available For Use / Savings in Demand under the selected programme (Ml/d) input as +ve 2034-35: 0.063463; Gains in Water Available For Use / Savings in Demand under the selected programme (Ml/d) input as +ve 2035-36: 0.084468; Gains in Water Available For Use / Savings in Demand under the selected programme (Ml/d) input as +ve 2036-37: 0.10537; Gains in Water Available For Use / Savings in Demand under the selected programme (Ml/d) input as +ve 2037-38: 0.12622; Gains in Water Available For Use / Savings in Demand under the selected programme (Ml/d) input as +ve 2038-39: 0.147; Gains in Water Available For Use / Savings in Demand under the selected programme (Ml/d) input as +ve 2039-40: 0.16773; Gains in Water Available For Use / Savings in Demand under the selected programme (Ml/d) input as +ve 2040-41: 0.1884; Gains in Water Available For Use / Savings in Demand under the selected programme (Ml/d) input as +ve 2041-42: 0.20902; Gains in Water Available For Use / Savings in Demand under the selected programme (Ml/d) input as +ve 2042-43: 0.22958; Gains in Water Available For Use / Savings in Demand under the selected programme (Ml/d) input as +ve 2043-44: 0.25009; Gains in Water Available For Use / Savings in Demand under the selected programme (Ml/d) input as +ve 2044-45: 0.27054; Gains in Water Available For Use / Savings in Demand under the selected programme (Ml/d) input as +ve 2045-46: 0.29094; Gains in Water Available For Use / Savings in Demand under the selected programme (Ml/d) input as +ve 2046-47: 0.3113; Gains in Water Available For Use / Savings in Demand under the selected programme (Ml/d) input as +ve 2047-48: 0.3316; Gains in Water Available For Use / Savings in Demand under the selected programme (Ml/d) input as +ve 2048-49: 0.35185; Gains in Water Available For Use / Savings in Demand under the selected programme (Ml/d) input as +ve 2049-50: 0.37205
52dA | 40% reduction by 2050 - SPL | LEAK 4 | Supply pipe repairs / replacement | Customer Options | N | North Suffolk Reservoir | ESWNCT | Ml/d | 2 | Gains in Water Available For Use / Savings in Demand under the selected programme (Ml/d) input as +ve 2021-22: 0; Gains in Water Available For Use / Savings in Demand under the selected programme (Ml/d) input as +ve 2022-23: 0; Gains in Water Available For Use / Savings in Demand under the selected programme (Ml/d) input as +ve 2023-24: 0; Gains in Water Available For Use / Savings in Demand under the selected programme (Ml/d) input as +ve 2024-25: 0; Gains in Water Available For Use / Savings in Demand under the selected programme (Ml/d) input as +ve 2025-26: 0.0076766; Gains in Water Available For Use / Savings in Demand under the selected programme (Ml/d) input as +ve 2026-27: 0.028216; Gains in Water Available For Use / Savings in Demand under the selected programme (Ml/d) input as +ve 2027-28: 0.074735; Gains in Water Available For Use / Savings in Demand under the selected programme (Ml/d) input as +ve 2028-29: 0.13287; Gains in Water Available For Use / Savings in Demand under the selected programme (Ml/d) input as +ve 2029-30: 0.17432; Gains in Water Available For Use / Savings in Demand under the selected programme (Ml/d) input as +ve 2030-31: 0.19041; Gains in Water Available For Use / Savings in Demand under the selected programme (Ml/d) input as +ve 2031-32: 0.19728; Gains in Water Available For Use / Savings in Demand under the selected programme (Ml/d) input as +ve 2032-33: 0.20421; Gains in Water Available For Use / Savings in Demand under the selected programme (Ml/d) input as +ve 2033-34: 0.21121; Gains in Water Available For Use / Savings in Demand under the selected programme (Ml/d) input as +ve 2034-35: 0.21827; Gains in Water Available For Use / Savings in Demand under the selected programme (Ml/d) input as +ve 2035-36: 0.22544; Gains in Water Available For Use / Savings in Demand under the selected programme (Ml/d) input as +ve 2036-37: 0.23271; Gains in Water Available For Use / Savings in Demand under the selected programme (Ml/d) input as +ve 2037-38: 0.24004; Gains in Water Available For Use / Savings in Demand under the selected programme (Ml/d) input as +ve 2038-39: 0.24743; Gains in Water Available For Use / Savings in Demand under the selected programme (Ml/d) input as +ve 2039-40: 0.25488; Gains in Water Available For Use / Savings in Demand under the selected programme (Ml/d) input as +ve 2040-41: 0.26238; Gains in Water Available For Use / Savings in Demand under the selected programme (Ml/d) input as +ve 2041-42: 0.26993; Gains in Water Available For Use / Savings in Demand under the selected programme (Ml/d) input as +ve 2042-43: 0.27754; Gains in Water Available For Use / Savings in Demand under the selected programme (Ml/d) input as +ve 2043-44: 0.28521; Gains in Water Available For Use / Savings in Demand under the selected programme (Ml/d) input as +ve 2044-45: 0.29293; Gains in Water Available For Use / Savings in Demand under the selected programme (Ml/d) input as +ve 2045-46: 0.3007; Gains in Water Available For Use / Savings in Demand under the selected programme (Ml/d) input as +ve 2046-47: 0.30852; Gains in Water Available For Use / Savings in Demand under the selected programme (Ml/d) input as +ve 2047-48: 0.3164; Gains in Water Available For Use / Savings in Demand under the selected programme (Ml/d) input as +ve 2048-49: 0.32432; Gains in Water Available For Use / Savings in Demand under the selected programme (Ml/d) input as +ve 2049-50: 0.33229
52dA | NHH scenario 9% | NHH | Other water efficiency | Customer Options | N | North Suffolk Reservoir | ESWNCT | Ml/d | 2 | Gains in Water Available For Use / Savings in Demand under the selected programme (Ml/d) input as +ve 2021-22: 0; Gains in Water Available For Use / Savings in Demand under the selected programme (Ml/d) input as +ve 2022-23: 0; Gains in Water Available For Use / Savings in Demand under the selected programme (Ml/d) input as +ve 2023-24: 0; Gains in Water Available For Use / Savings in Demand under the selected programme (Ml/d) input as +ve 2024-25: 0; Gains in Water Available For Use / Savings in Demand under the selected programme (Ml/d) input as +ve 2025-26: 0.063419; Gains in Water Available For Use / Savings in Demand under the selected programme (Ml/d) input as +ve 2026-27: 0.12684; Gains in Water Available For Use / Savings in Demand under the selected programme (Ml/d) input as +ve 2027-28: 0.19026; Gains in Water Available For Use / Savings in Demand under the selected programme (Ml/d) input as +ve 2028-29: 0.25368; Gains in Water Available For Use / Savings in Demand under the selected programme (Ml/d) input as +ve 2029-30: 0.3171; Gains in Water Available For Use / Savings in Demand under the selected programme (Ml/d) input as +ve 2030-31: 0.45303; Gains in Water Available For Use / Savings in Demand under the selected programme (Ml/d) input as +ve 2031-32: 0.58897; Gains in Water Available For Use / Savings in Demand under the selected programme (Ml/d) input as +ve 2032-33: 0.72491; Gains in Water Available For Use / Savings in Demand under the selected programme (Ml/d) input as +ve 2033-34: 0.86085; Gains in Water Available For Use / Savings in Demand under the selected programme (Ml/d) input as +ve 2034-35: 0.99679; Gains in Water Available For Use / Savings in Demand under the selected programme (Ml/d) input as +ve 2035-36: 1.1231; Gains in Water Available For Use / Savings in Demand under the selected programme (Ml/d) input as +ve 2036-37: 1.2493; Gains in Water Available For Use / Savings in Demand under the selected programme (Ml/d) input as +ve 2037-38: 1.3756; Gains in Water Available For Use / Savings in Demand under the selected programme (Ml/d) input as +ve 2038-39: 1.3756; Gains in Water Available For Use / Savings in Demand under the selected programme (Ml/d) input as +ve 2039-40: 1.3756; Gains in Water Available For Use / Savings in Demand under the selected programme (Ml/d) input as +ve 2040-41: 1.3756; Gains in Water Available For Use / Savings in Demand under the selected programme (Ml/d) input as +ve 2041-42: 1.3756; Gains in Water Available For Use / Savings in Demand under the selected programme (Ml/d) input as +ve 2042-43: 1.3756; Gains in Water Available For Use / Savings in Demand under the selected programme (Ml/d) input as +ve 2043-44: 1.3756; Gains in Water Available For Use / Savings in Demand under the selected programme (Ml/d) input as +ve 2044-45: 1.3756; Gains in Water Available For Use / Savings in Demand under the selected programme (Ml/d) input as +ve 2045-46: 1.3756; Gains in Water Available For Use / Savings in Demand under the selected programme (Ml/d) input as +ve 2046-47: 1.3756; Gains in Water Available For Use / Savings in Demand under the selected programme (Ml/d) input as +ve 2047-48: 1.3756; Gains in Water Available For Use / Savings in Demand under the selected programme (Ml/d) input as +ve 2048-49: 1.3756; Gains in Water Available For Use / Savings in Demand under the selected programme (Ml/d) input as +ve 2049-50: 1.3756
52dA | Government Led Interventions | Gov Led | Other water efficiency | Customer Options | N | North Suffolk Reservoir | ESWNCT | Ml/d | 2 | Gains in Water Available For Use / Savings in Demand under the selected programme (Ml/d) input as +ve 2021-22: 0; Gains in Water Available For Use / Savings in Demand under the selected programme (Ml/d) input as +ve 2022-23: 0; Gains in Water Available For Use / Savings in Demand under the selected programme (Ml/d) input as +ve 2023-24: 0; Gains in Water Available For Use / Savings in Demand under the selected programme (Ml/d) input as +ve 2024-25: 0; Gains in Water Available For Use / Savings in Demand under the selected programme (Ml/d) input as +ve 2025-26: 0; Gains in Water Available For Use / Savings in Demand under the selected programme (Ml/d) input as +ve 2026-27: 0; Gains in Water Available For Use / Savings in Demand under the selected programme (Ml/d) input as +ve 2027-28: 0.073834; Gains in Water Available For Use / Savings in Demand under the selected programme (Ml/d) input as +ve 2028-29: 0.14712; Gains in Water Available For Use / Savings in Demand under the selected programme (Ml/d) input as +ve 2029-30: 0.22002; Gains in Water Available For Use / Savings in Demand under the selected programme (Ml/d) input as +ve 2030-31: 0.29228; Gains in Water Available For Use / Savings in Demand under the selected programme (Ml/d) input as +ve 2031-32: 0.36418; Gains in Water Available For Use / Savings in Demand under the selected programme (Ml/d) input as +ve 2032-33: 0.43563; Gains in Water Available For Use / Savings in Demand under the selected programme (Ml/d) input as +ve 2033-34: 0.58634; Gains in Water Available For Use / Savings in Demand under the selected programme (Ml/d) input as +ve 2034-35: 0.73653; Gains in Water Available For Use / Savings in Demand under the selected programme (Ml/d) input as +ve 2035-36: 0.88591; Gains in Water Available For Use / Savings in Demand under the selected programme (Ml/d) input as +ve 2036-37: 1.0347; Gains in Water Available For Use / Savings in Demand under the selected programme (Ml/d) input as +ve 2037-38: 1.1825; Gains in Water Available For Use / Savings in Demand under the selected programme (Ml/d) input as +ve 2038-39: 1.33; Gains in Water Available For Use / Savings in Demand under the selected programme (Ml/d) input as +ve 2039-40: 1.4778; Gains in Water Available For Use / Savings in Demand under the selected programme (Ml/d) input as +ve 2040-41: 1.6253; Gains in Water Available For Use / Savings in Demand under the selected programme (Ml/d) input as +ve 2041-42: 1.7724; Gains in Water Available For Use / Savings in Demand under the selected programme (Ml/d) input as +ve 2042-43: 1.9193; Gains in Water Available For Use / Savings in Demand under the selected programme (Ml/d) input as +ve 2043-44: 1.9669; Gains in Water Available For Use / Savings in Demand under the selected programme (Ml/d) input as +ve 2044-45: 2.0146; Gains in Water Available For Use / Savings in Demand under the selected programme (Ml/d) input as +ve 2045-46: 2.0619; Gains in Water Available For Use / Savings in Demand under the selected programme (Ml/d) input as +ve 2046-47: 2.1088; Gains in Water Available For Use / Savings in Demand under the selected programme (Ml/d) input as +ve 2047-48: 2.1559; Gains in Water Available For Use / Savings in Demand under the selected programme (Ml/d) input as +ve 2048-49: 2.2031; Gains in Water Available For Use / Savings in Demand under the selected programme (Ml/d) input as +ve 2049-50: 2.2502
52dA | Delay to new large NHH users to 2032. | NHH delay 2032 HRT | Change in levels of service | Customer Options | N | North Suffolk Reservoir | ESWHRT | Ml/d | 2 | Gains in Water Available For Use / Savings in Demand under the selected programme (Ml/d) input as +ve 2021-22: 0; Gains in Water Available For Use / Savings in Demand under the selected programme (Ml/d) input as +ve 2022-23: 4.2757; Gains in Water Available For Use / Savings in Demand under the selected programme (Ml/d) input as +ve 2023-24: 4.0999; Gains in Water Available For Use / Savings in Demand under the selected programme (Ml/d) input as +ve 2024-25: 4.0759; Gains in Water Available For Use / Savings in Demand under the selected programme (Ml/d) input as +ve 2025-26: 3.8978; Gains in Water Available For Use / Savings in Demand under the selected programme (Ml/d) input as +ve 2026-27: 3.8622; Gains in Water Available For Use / Savings in Demand under the selected programme (Ml/d) input as +ve 2027-28: 3.873; Gains in Water Available For Use / Savings in Demand under the selected programme (Ml/d) input as +ve 2028-29: 3.8839; Gains in Water Available For Use / Savings in Demand under the selected programme (Ml/d) input as +ve 2029-30: 3.8941; Gains in Water Available For Use / Savings in Demand under the selected programme (Ml/d) input as +ve 2030-31: 3.9043; Gains in Water Available For Use / Savings in Demand under the selected programme (Ml/d) input as +ve 2031-32: 3.9144; Gains in Water Available For Use / Savings in Demand under the selected programme (Ml/d) input as +ve 2032-33: 0; Gains in Water Available For Use / Savings in Demand under the selected programme (Ml/d) input as +ve 2033-34: 0; Gains in Water Available For Use / Savings in Demand under the selected programme (Ml/d) input as +ve 2034-35: 0; Gains in Water Available For Use / Savings in Demand under the selected programme (Ml/d) input as +ve 2035-36: 0; Gains in Water Available For Use / Savings in Demand under the selected programme (Ml/d) input as +ve 2036-37: 0; Gains in Water Available For Use / Savings in Demand under the selected programme (Ml/d) input as +ve 2037-38: 0; Gains in Water Available For Use / Savings in Demand under the selected programme (Ml/d) input as +ve 2038-39: 0; Gains in Water Available For Use / Savings in Demand under the selected programme (Ml/d) input as +ve 2039-40: 0; Gains in Water Available For Use / Savings in Demand under the selected programme (Ml/d) input as +ve 2040-41: 0; Gains in Water Available For Use / Savings in Demand under the selected programme (Ml/d) input as +ve 2041-42: 0; Gains in Water Available For Use / Savings in Demand under the selected programme (Ml/d) input as +ve 2042-43: 0; Gains in Water Available For Use / Savings in Demand under the selected programme (Ml/d) input as +ve 2043-44: 0; Gains in Water Available For Use / Savings in Demand under the selected programme (Ml/d) input as +ve 2044-45: 0; Gains in Water Available For Use / Savings in Demand under the selected programme (Ml/d) input as +ve 2045-46: 0; Gains in Water Available For Use / Savings in Demand under the selected programme (Ml/d) input as +ve 2046-47: 0; Gains in Water Available For Use / Savings in Demand under the selected programme (Ml/d) input as +ve 2047-48: 0; Gains in Water Available For Use / Savings in Demand under the selected programme (Ml/d) input as +ve 2048-49: 0; Gains in Water Available For Use / Savings in Demand under the selected programme (Ml/d) input as +ve 2049-50: 0
52dA | Metering Option 5 | DMO 5 | Metering compulsory | Customer Options | N | High PCC | ESWESX | Ml/d | 2 | Gains in Water Available For Use / Savings in Demand under the selected programme (Ml/d) input as +ve 2021-22: 0; Gains in Water Available For Use / Savings in Demand under the selected programme (Ml/d) input as +ve 2022-23: 0; Gains in Water Available For Use / Savings in Demand under the selected programme (Ml/d) input as +ve 2023-24: 0; Gains in Water Available For Use / Savings in Demand under the selected programme (Ml/d) input as +ve 2024-25: 0; Gains in Water Available For Use / Savings in Demand under the selected programme (Ml/d) input as +ve 2025-26: 0.25549; Gains in Water Available For Use / Savings in Demand under the selected programme (Ml/d) input as +ve 2026-27: -0.030921; Gains in Water Available For Use / Savings in Demand under the selected programme (Ml/d) input as +ve 2027-28: 0.088848; Gains in Water Available For Use / Savings in Demand under the selected programme (Ml/d) input as +ve 2028-29: 0.76193; Gains in Water Available For Use / Savings in Demand under the selected programme (Ml/d) input as +ve 2029-30: 1.3909; Gains in Water Available For Use / Savings in Demand under the selected programme (Ml/d) input as +ve 2030-31: 1.903; Gains in Water Available For Use / Savings in Demand under the selected programme (Ml/d) input as +ve 2031-32: 2.3651; Gains in Water Available For Use / Savings in Demand under the selected programme (Ml/d) input as +ve 2032-33: 2.7946; Gains in Water Available For Use / Savings in Demand under the selected programme (Ml/d) input as +ve 2033-34: 3.1804; Gains in Water Available For Use / Savings in Demand under the selected programme (Ml/d) input as +ve 2034-35: 3.5142; Gains in Water Available For Use / Savings in Demand under the selected programme (Ml/d) input as +ve 2035-36: 3.3435; Gains in Water Available For Use / Savings in Demand under the selected programme (Ml/d) input as +ve 2036-37: 3.0946; Gains in Water Available For Use / Savings in Demand under the selected programme (Ml/d) input as +ve 2037-38: 2.9866; Gains in Water Available For Use / Savings in Demand under the selected programme (Ml/d) input as +ve 2038-39: 2.8828; Gains in Water Available For Use / Savings in Demand under the selected programme (Ml/d) input as +ve 2039-40: 2.7823; Gains in Water Available For Use / Savings in Demand under the selected programme (Ml/d) input as +ve 2040-41: 3.315; Gains in Water Available For Use / Savings in Demand under the selected programme (Ml/d) input as +ve 2041-42: 3.2089; Gains in Water Available For Use / Savings in Demand under the selected programme (Ml/d) input as +ve 2042-43: 3.108; Gains in Water Available For Use / Savings in Demand under the selected programme (Ml/d) input as +ve 2043-44: 3.0209; Gains in Water Available For Use / Savings in Demand under the selected programme (Ml/d) input as +ve 2044-45: 2.9369; Gains in Water Available For Use / Savings in Demand under the selected programme (Ml/d) input as +ve 2045-46: 2.3888; Gains in Water Available For Use / Savings in Demand under the selected programme (Ml/d) input as +ve 2046-47: 3.2271; Gains in Water Available For Use / Savings in Demand under the selected programme (Ml/d) input as +ve 2047-48: 3.165; Gains in Water Available For Use / Savings in Demand under the selected programme (Ml/d) input as +ve 2048-49: 3.5426; Gains in Water Available For Use / Savings in Demand under the selected programme (Ml/d) input as +ve 2049-50: 3.4804
52dA | Low scenario | WEF Low | Other water efficiency | Customer Options | N | High PCC | ESWESX | Ml/d | 2 | Gains in Water Available For Use / Savings in Demand under the selected programme (Ml/d) input as +ve 2021-22: 0; Gains in Water Available For Use / Savings in Demand under the selected programme (Ml/d) input as +ve 2022-23: 0; Gains in Water Available For Use / Savings in Demand under the selected programme (Ml/d) input as +ve 2023-24: 0; Gains in Water Available For Use / Savings in Demand under the selected programme (Ml/d) input as +ve 2024-25: 0; Gains in Water Available For Use / Savings in Demand under the selected programme (Ml/d) input as +ve 2025-26: 0.90232; Gains in Water Available For Use / Savings in Demand under the selected programme (Ml/d) input as +ve 2026-27: 1.7913; Gains in Water Available For Use / Savings in Demand under the selected programme (Ml/d) input as +ve 2027-28: 2.6805; Gains in Water Available For Use / Savings in Demand under the selected programme (Ml/d) input as +ve 2028-29: 3.5671; Gains in Water Available For Use / Savings in Demand under the selected programme (Ml/d) input as +ve 2029-30: 4.4504; Gains in Water Available For Use / Savings in Demand under the selected programme (Ml/d) input as +ve 2030-31: 5.2321; Gains in Water Available For Use / Savings in Demand under the selected programme (Ml/d) input as +ve 2031-32: 6.0195; Gains in Water Available For Use / Savings in Demand under the selected programme (Ml/d) input as +ve 2032-33: 6.7905; Gains in Water Available For Use / Savings in Demand under the selected programme (Ml/d) input as +ve 2033-34: 7.5688; Gains in Water Available For Use / Savings in Demand under the selected programme (Ml/d) input as +ve 2034-35: 8.3296; Gains in Water Available For Use / Savings in Demand under the selected programme (Ml/d) input as +ve 2035-36: 9.0436; Gains in Water Available For Use / Savings in Demand under the selected programme (Ml/d) input as +ve 2036-37: 9.7555; Gains in Water Available For Use / Savings in Demand under the selected programme (Ml/d) input as +ve 2037-38: 10.4675; Gains in Water Available For Use / Savings in Demand under the selected programme (Ml/d) input as +ve 2038-39: 11.1797; Gains in Water Available For Use / Savings in Demand under the selected programme (Ml/d) input as +ve 2039-40: 11.8923; Gains in Water Available For Use / Savings in Demand under the selected programme (Ml/d) input as +ve 2040-41: 12.4525; Gains in Water Available For Use / Savings in Demand under the selected programme (Ml/d) input as +ve 2041-42: 13.1125; Gains in Water Available For Use / Savings in Demand under the selected programme (Ml/d) input as +ve 2042-43: 13.7715; Gains in Water Available For Use / Savings in Demand under the selected programme (Ml/d) input as +ve 2043-44: 14.4336; Gains in Water Available For Use / Savings in Demand under the selected programme (Ml/d) input as +ve 2044-45: 15.0986; Gains in Water Available For Use / Savings in Demand under the selected programme (Ml/d) input as +ve 2045-46: 15.6977; Gains in Water Available For Use / Savings in Demand under the selected programme (Ml/d) input as +ve 2046-47: 16.1129; Gains in Water Available For Use / Savings in Demand under the selected programme (Ml/d) input as +ve 2047-48: 16.7408; Gains in Water Available For Use / Savings in Demand under the selected programme (Ml/d) input as +ve 2048-49: 17.2518; Gains in Water Available For Use / Savings in Demand under the selected programme (Ml/d) input as +ve 2049-50: 17.8756
52cA | 40% reduction by 2050 - DL | LEAK 2 | Other leakage control | Distribution Options | N | High PCC | ESWESX | Ml/d | 2 | Gains in Water Available For Use / Savings in Demand under the selected programme (Ml/d) input as +ve 2021-22: 0; Gains in Water Available For Use / Savings in Demand under the selected programme (Ml/d) input as +ve 2022-23: 0; Gains in Water Available For Use / Savings in Demand under the selected programme (Ml/d) input as +ve 2023-24: 0; Gains in Water Available For Use / Savings in Demand under the selected programme (Ml/d) input as +ve 2024-25: 0; Gains in Water Available For Use / Savings in Demand under the selected programme (Ml/d) input as +ve 2025-26: 0.20074; Gains in Water Available For Use / Savings in Demand under the selected programme (Ml/d) input as +ve 2026-27: 0.29801; Gains in Water Available For Use / Savings in Demand under the selected programme (Ml/d) input as +ve 2027-28: 0.51191; Gains in Water Available For Use / Savings in Demand under the selected programme (Ml/d) input as +ve 2028-29: 0.75059; Gains in Water Available For Use / Savings in Demand under the selected programme (Ml/d) input as +ve 2029-30: 0.97523; Gains in Water Available For Use / Savings in Demand under the selected programme (Ml/d) input as +ve 2030-31: 1.2145; Gains in Water Available For Use / Savings in Demand under the selected programme (Ml/d) input as +ve 2031-32: 1.4687; Gains in Water Available For Use / Savings in Demand under the selected programme (Ml/d) input as +ve 2032-33: 1.7257; Gains in Water Available For Use / Savings in Demand under the selected programme (Ml/d) input as +ve 2033-34: 1.9858; Gains in Water Available For Use / Savings in Demand under the selected programme (Ml/d) input as +ve 2034-35: 2.2479; Gains in Water Available For Use / Savings in Demand under the selected programme (Ml/d) input as +ve 2035-36: 2.5807; Gains in Water Available For Use / Savings in Demand under the selected programme (Ml/d) input as +ve 2036-37: 2.9814; Gains in Water Available For Use / Savings in Demand under the selected programme (Ml/d) input as +ve 2037-38: 3.3809; Gains in Water Available For Use / Savings in Demand under the selected programme (Ml/d) input as +ve 2038-39: 3.7793; Gains in Water Available For Use / Savings in Demand under the selected programme (Ml/d) input as +ve 2039-40: 4.1764; Gains in Water Available For Use / Savings in Demand under the selected programme (Ml/d) input as +ve 2040-41: 4.5722; Gains in Water Available For Use / Savings in Demand under the selected programme (Ml/d) input as +ve 2041-42: 4.9668; Gains in Water Available For Use / Savings in Demand under the selected programme (Ml/d) input as +ve 2042-43: 5.36; Gains in Water Available For Use / Savings in Demand under the selected programme (Ml/d) input as +ve 2043-44: 5.7518; Gains in Water Available For Use / Savings in Demand under the selected programme (Ml/d) input as +ve 2044-45: 6.1422; Gains in Water Available For Use / Savings in Demand under the selected programme (Ml/d) input as +ve 2045-46: 6.5312; Gains in Water Available For Use / Savings in Demand under the selected programme (Ml/d) input as +ve 2046-47: 6.9187; Gains in Water Available For Use / Savings in Demand under the selected programme (Ml/d) input as +ve 2047-48: 7.3047; Gains in Water Available For Use / Savings in Demand under the selected programme (Ml/d) input as +ve 2048-49: 7.6892; Gains in Water Available For Use / Savings in Demand under the selected programme (Ml/d) input as +ve 2049-50: 8.0722
52dA | 40% reduction by 2050 - SPL | LEAK 4 | Supply pipe repairs / replacement | Customer Options | N | High PCC | ESWESX | Ml/d | 2 | Gains in Water Available For Use / Savings in Demand under the selected programme (Ml/d) input as +ve 2021-22: 0; Gains in Water Available For Use / Savings in Demand under the selected programme (Ml/d) input as +ve 2022-23: 0; Gains in Water Available For Use / Savings in Demand under the selected programme (Ml/d) input as +ve 2023-24: 0; Gains in Water Available For Use / Savings in Demand under the selected programme (Ml/d) input as +ve 2024-25: 0; Gains in Water Available For Use / Savings in Demand under the selected programme (Ml/d) input as +ve 2025-26: 0.29383; Gains in Water Available For Use / Savings in Demand under the selected programme (Ml/d) input as +ve 2026-27: 0.69112; Gains in Water Available For Use / Savings in Demand under the selected programme (Ml/d) input as +ve 2027-28: 0.97179; Gains in Water Available For Use / Savings in Demand under the selected programme (Ml/d) input as +ve 2028-29: 1.2277; Gains in Water Available For Use / Savings in Demand under the selected programme (Ml/d) input as +ve 2029-30: 1.4976; Gains in Water Available For Use / Savings in Demand under the selected programme (Ml/d) input as +ve 2030-31: 1.7529; Gains in Water Available For Use / Savings in Demand under the selected programme (Ml/d) input as +ve 2031-32: 1.9933; Gains in Water Available For Use / Savings in Demand under the selected programme (Ml/d) input as +ve 2032-33: 2.2309; Gains in Water Available For Use / Savings in Demand under the selected programme (Ml/d) input as +ve 2033-34: 2.4653; Gains in Water Available For Use / Savings in Demand under the selected programme (Ml/d) input as +ve 2034-35: 2.6977; Gains in Water Available For Use / Savings in Demand under the selected programme (Ml/d) input as +ve 2035-36: 2.8596; Gains in Water Available For Use / Savings in Demand under the selected programme (Ml/d) input as +ve 2036-37: 2.9534; Gains in Water Available For Use / Savings in Demand under the selected programme (Ml/d) input as +ve 2037-38: 3.0484; Gains in Water Available For Use / Savings in Demand under the selected programme (Ml/d) input as +ve 2038-39: 3.1447; Gains in Water Available For Use / Savings in Demand under the selected programme (Ml/d) input as +ve 2039-40: 3.2421; Gains in Water Available For Use / Savings in Demand under the selected programme (Ml/d) input as +ve 2040-41: 3.3409; Gains in Water Available For Use / Savings in Demand under the selected programme (Ml/d) input as +ve 2041-42: 3.4409; Gains in Water Available For Use / Savings in Demand under the selected programme (Ml/d) input as +ve 2042-43: 3.5423; Gains in Water Available For Use / Savings in Demand under the selected programme (Ml/d) input as +ve 2043-44: 3.645; Gains in Water Available For Use / Savings in Demand under the selected programme (Ml/d) input as +ve 2044-45: 3.7491; Gains in Water Available For Use / Savings in Demand under the selected programme (Ml/d) input as +ve 2045-46: 3.8547; Gains in Water Available For Use / Savings in Demand under the selected programme (Ml/d) input as +ve 2046-47: 3.9618; Gains in Water Available For Use / Savings in Demand under the selected programme (Ml/d) input as +ve 2047-48: 4.0703; Gains in Water Available For Use / Savings in Demand under the selected programme (Ml/d) input as +ve 2048-49: 4.1804; Gains in Water Available For Use / Savings in Demand under the selected programme (Ml/d) input as +ve 2049-50: 4.292
52dA | NHH scenario 2% | NHH Low | Other water efficiency | Customer Options | N | High PCC | ESWESX | Ml/d | 2 | Gains in Water Available For Use / Savings in Demand under the selected programme (Ml/d) input as +ve 2021-22: 0; Gains in Water Available For Use / Savings in Demand under the selected programme (Ml/d) input as +ve 2022-23: 0; Gains in Water Available For Use / Savings in Demand under the selected programme (Ml/d) input as +ve 2023-24: 0; Gains in Water Available For Use / Savings in Demand under the selected programme (Ml/d) input as +ve 2024-25: 0; Gains in Water Available For Use / Savings in Demand under the selected programme (Ml/d) input as +ve 2025-26: 0.025852; Gains in Water Available For Use / Savings in Demand under the selected programme (Ml/d) input as +ve 2026-27: 0.051704; Gains in Water Available For Use / Savings in Demand under the selected programme (Ml/d) input as +ve 2027-28: 0.077556; Gains in Water Available For Use / Savings in Demand under the selected programme (Ml/d) input as +ve 2028-29: 0.10341; Gains in Water Available For Use / Savings in Demand under the selected programme (Ml/d) input as +ve 2029-30: 0.12926; Gains in Water Available For Use / Savings in Demand under the selected programme (Ml/d) input as +ve 2030-31: 0.25529; Gains in Water Available For Use / Savings in Demand under the selected programme (Ml/d) input as +ve 2031-32: 0.38131; Gains in Water Available For Use / Savings in Demand under the selected programme (Ml/d) input as +ve 2032-33: 0.50734; Gains in Water Available For Use / Savings in Demand under the selected programme (Ml/d) input as +ve 2033-34: 0.63336; Gains in Water Available For Use / Savings in Demand under the selected programme (Ml/d) input as +ve 2034-35: 0.75939; Gains in Water Available For Use / Savings in Demand under the selected programme (Ml/d) input as +ve 2035-36: 0.85702; Gains in Water Available For Use / Savings in Demand under the selected programme (Ml/d) input as +ve 2036-37: 0.95464; Gains in Water Available For Use / Savings in Demand under the selected programme (Ml/d) input as +ve 2037-38: 1.0523; Gains in Water Available For Use / Savings in Demand under the selected programme (Ml/d) input as +ve 2038-39: 1.0523; Gains in Water Available For Use / Savings in Demand under the selected programme (Ml/d) input as +ve 2039-40: 1.0523; Gains in Water Available For Use / Savings in Demand under the selected programme (Ml/d) input as +ve 2040-41: 1.0523; Gains in Water Available For Use / Savings in Demand under the selected programme (Ml/d) input as +ve 2041-42: 1.0523; Gains in Water Available For Use / Savings in Demand under the selected programme (Ml/d) input as +ve 2042-43: 1.0523; Gains in Water Available For Use / Savings in Demand under the selected programme (Ml/d) input as +ve 2043-44: 1.0523; Gains in Water Available For Use / Savings in Demand under the selected programme (Ml/d) input as +ve 2044-45: 1.0523; Gains in Water Available For Use / Savings in Demand under the selected programme (Ml/d) input as +ve 2045-46: 1.0523; Gains in Water Available For Use / Savings in Demand under the selected programme (Ml/d) input as +ve 2046-47: 1.0523; Gains in Water Available For Use / Savings in Demand under the selected programme (Ml/d) input as +ve 2047-48: 1.0523; Gains in Water Available For Use / Savings in Demand under the selected programme (Ml/d) input as +ve 2048-49: 1.0523; Gains in Water Available For Use / Savings in Demand under the selected programme (Ml/d) input as +ve 2049-50: 1.0523
52dA | Government Led Interventions | Gov Led | Other water efficiency | Customer Options | N | High PCC | ESWESX | Ml/d | 2 | Gains in Water Available For Use / Savings in Demand under the selected programme (Ml/d) input as +ve 2021-22: 0; Gains in Water Available For Use / Savings in Demand under the selected programme (Ml/d) input as +ve 2022-23: 0; Gains in Water Available For Use / Savings in Demand under the selected programme (Ml/d) input as +ve 2023-24: 0; Gains in Water Available For Use / Savings in Demand under the selected programme (Ml/d) input as +ve 2024-25: 0; Gains in Water Available For Use / Savings in Demand under the selected programme (Ml/d) input as +ve 2025-26: 0; Gains in Water Available For Use / Savings in Demand under the selected programme (Ml/d) input as +ve 2026-27: 0; Gains in Water Available For Use / Savings in Demand under the selected programme (Ml/d) input as +ve 2027-28: 0.59988; Gains in Water Available For Use / Savings in Demand under the selected programme (Ml/d) input as +ve 2028-29: 1.1975; Gains in Water Available For Use / Savings in Demand under the selected programme (Ml/d) input as +ve 2029-30: 1.7946; Gains in Water Available For Use / Savings in Demand under the selected programme (Ml/d) input as +ve 2030-31: 2.3822; Gains in Water Available For Use / Savings in Demand under the selected programme (Ml/d) input as +ve 2031-32: 2.9708; Gains in Water Available For Use / Savings in Demand under the selected programme (Ml/d) input as +ve 2032-33: 3.5502; Gains in Water Available For Use / Savings in Demand under the selected programme (Ml/d) input as +ve 2033-34: 4.7818; Gains in Water Available For Use / Savings in Demand under the selected programme (Ml/d) input as +ve 2034-35: 5.9977; Gains in Water Available For Use / Savings in Demand under the selected programme (Ml/d) input as +ve 2035-36: 7.2141; Gains in Water Available For Use / Savings in Demand under the selected programme (Ml/d) input as +ve 2036-37: 8.4273; Gains in Water Available For Use / Savings in Demand under the selected programme (Ml/d) input as +ve 2037-38: 9.6363; Gains in Water Available For Use / Savings in Demand under the selected programme (Ml/d) input as +ve 2038-39: 10.8434; Gains in Water Available For Use / Savings in Demand under the selected programme (Ml/d) input as +ve 2039-40: 12.0492; Gains in Water Available For Use / Savings in Demand under the selected programme (Ml/d) input as +ve 2040-41: 13.1339; Gains in Water Available For Use / Savings in Demand under the selected programme (Ml/d) input as +ve 2041-42: 14.3178; Gains in Water Available For Use / Savings in Demand under the selected programme (Ml/d) input as +ve 2042-43: 15.5007; Gains in Water Available For Use / Savings in Demand under the selected programme (Ml/d) input as +ve 2043-44: 15.8858; Gains in Water Available For Use / Savings in Demand under the selected programme (Ml/d) input as +ve 2044-45: 16.2764; Gains in Water Available For Use / Savings in Demand under the selected programme (Ml/d) input as +ve 2045-46: 16.6272; Gains in Water Available For Use / Savings in Demand under the selected programme (Ml/d) input as +ve 2046-47: 16.7883; Gains in Water Available For Use / Savings in Demand under the selected programme (Ml/d) input as +ve 2047-48: 17.1752; Gains in Water Available For Use / Savings in Demand under the selected programme (Ml/d) input as +ve 2048-49: 17.4441; Gains in Water Available For Use / Savings in Demand under the selected programme (Ml/d) input as +ve 2049-50: 17.8292
52dA | Metering Option 5 | DMO 5 | Metering compulsory | Customer Options | N | High PCC | ESWBLY | Ml/d | 2 | Gains in Water Available For Use / Savings in Demand under the selected programme (Ml/d) input as +ve 2021-22: 0; Gains in Water Available For Use / Savings in Demand under the selected programme (Ml/d) input as +ve 2022-23: 0; Gains in Water Available For Use / Savings in Demand under the selected programme (Ml/d) input as +ve 2023-24: 0; Gains in Water Available For Use / Savings in Demand under the selected programme (Ml/d) input as +ve 2024-25: 0; Gains in Water Available For Use / Savings in Demand under the selected programme (Ml/d) input as +ve 2025-26: -0.012394; Gains in Water Available For Use / Savings in Demand under the selected programme (Ml/d) input as +ve 2026-27: -0.026198; Gains in Water Available For Use / Savings in Demand under the selected programme (Ml/d) input as +ve 2027-28: -0.029349; Gains in Water Available For Use / Savings in Demand under the selected programme (Ml/d) input as +ve 2028-29: -0.032194; Gains in Water Available For Use / Savings in Demand under the selected programme (Ml/d) input as +ve 2029-30: -0.0043355; Gains in Water Available For Use / Savings in Demand under the selected programme (Ml/d) input as +ve 2030-31: 0.047867; Gains in Water Available For Use / Savings in Demand under the selected programme (Ml/d) input as +ve 2031-32: 0.071662; Gains in Water Available For Use / Savings in Demand under the selected programme (Ml/d) input as +ve 2032-33: 0.083741; Gains in Water Available For Use / Savings in Demand under the selected programme (Ml/d) input as +ve 2033-34: 0.094356; Gains in Water Available For Use / Savings in Demand under the selected programme (Ml/d) input as +ve 2034-35: 0.10431; Gains in Water Available For Use / Savings in Demand under the selected programme (Ml/d) input as +ve 2035-36: 0.10347; Gains in Water Available For Use / Savings in Demand under the selected programme (Ml/d) input as +ve 2036-37: 0.10275; Gains in Water Available For Use / Savings in Demand under the selected programme (Ml/d) input as +ve 2037-38: 0.10215; Gains in Water Available For Use / Savings in Demand under the selected programme (Ml/d) input as +ve 2038-39: 0.10161; Gains in Water Available For Use / Savings in Demand under the selected programme (Ml/d) input as +ve 2039-40: 0.10102; Gains in Water Available For Use / Savings in Demand under the selected programme (Ml/d) input as +ve 2040-41: 0.10031; Gains in Water Available For Use / Savings in Demand under the selected programme (Ml/d) input as +ve 2041-42: 0.099836; Gains in Water Available For Use / Savings in Demand under the selected programme (Ml/d) input as +ve 2042-43: 0.099425; Gains in Water Available For Use / Savings in Demand under the selected programme (Ml/d) input as +ve 2043-44: 0.09941; Gains in Water Available For Use / Savings in Demand under the selected programme (Ml/d) input as +ve 2044-45: 0.099437; Gains in Water Available For Use / Savings in Demand under the selected programme (Ml/d) input as +ve 2045-46: 0.099467; Gains in Water Available For Use / Savings in Demand under the selected programme (Ml/d) input as +ve 2046-47: 0.09955; Gains in Water Available For Use / Savings in Demand under the selected programme (Ml/d) input as +ve 2047-48: 0.099653; Gains in Water Available For Use / Savings in Demand under the selected programme (Ml/d) input as +ve 2048-49: 0.099775; Gains in Water Available For Use / Savings in Demand under the selected programme (Ml/d) input as +ve 2049-50: 0.099896
52dA | Low scenario | WEF Low | Other water efficiency | Customer Options | N | High PCC | ESWBLY | Ml/d | 2 | Gains in Water Available For Use / Savings in Demand under the selected programme (Ml/d) input as +ve 2021-22: 0; Gains in Water Available For Use / Savings in Demand under the selected programme (Ml/d) input as +ve 2022-23: 0; Gains in Water Available For Use / Savings in Demand under the selected programme (Ml/d) input as +ve 2023-24: 0; Gains in Water Available For Use / Savings in Demand under the selected programme (Ml/d) input as +ve 2024-25: 0; Gains in Water Available For Use / Savings in Demand under the selected programme (Ml/d) input as +ve 2025-26: 0.019739; Gains in Water Available For Use / Savings in Demand under the selected programme (Ml/d) input as +ve 2026-27: 0.038943; Gains in Water Available For Use / Savings in Demand under the selected programme (Ml/d) input as +ve 2027-28: 0.058013; Gains in Water Available For Use / Savings in Demand under the selected programme (Ml/d) input as +ve 2028-29: 0.076794; Gains in Water Available For Use / Savings in Demand under the selected programme (Ml/d) input as +ve 2029-30: 0.095113; Gains in Water Available For Use / Savings in Demand under the selected programme (Ml/d) input as +ve 2030-31: 0.11165; Gains in Water Available For Use / Savings in Demand under the selected programme (Ml/d) input as +ve 2031-32: 0.12826; Gains in Water Available For Use / Savings in Demand under the selected programme (Ml/d) input as +ve 2032-33: 0.14478; Gains in Water Available For Use / Savings in Demand under the selected programme (Ml/d) input as +ve 2033-34: 0.16114; Gains in Water Available For Use / Savings in Demand under the selected programme (Ml/d) input as +ve 2034-35: 0.1774; Gains in Water Available For Use / Savings in Demand under the selected programme (Ml/d) input as +ve 2035-36: 0.19248; Gains in Water Available For Use / Savings in Demand under the selected programme (Ml/d) input as +ve 2036-37: 0.20743; Gains in Water Available For Use / Savings in Demand under the selected programme (Ml/d) input as +ve 2037-38: 0.22237; Gains in Water Available For Use / Savings in Demand under the selected programme (Ml/d) input as +ve 2038-39: 0.23729; Gains in Water Available For Use / Savings in Demand under the selected programme (Ml/d) input as +ve 2039-40: 0.25201; Gains in Water Available For Use / Savings in Demand under the selected programme (Ml/d) input as +ve 2040-41: 0.2658; Gains in Water Available For Use / Savings in Demand under the selected programme (Ml/d) input as +ve 2041-42: 0.27964; Gains in Water Available For Use / Savings in Demand under the selected programme (Ml/d) input as +ve 2042-43: 0.29344; Gains in Water Available For Use / Savings in Demand under the selected programme (Ml/d) input as +ve 2043-44: 0.30724; Gains in Water Available For Use / Savings in Demand under the selected programme (Ml/d) input as +ve 2044-45: 0.32103; Gains in Water Available For Use / Savings in Demand under the selected programme (Ml/d) input as +ve 2045-46: 0.33417; Gains in Water Available For Use / Savings in Demand under the selected programme (Ml/d) input as +ve 2046-47: 0.3473; Gains in Water Available For Use / Savings in Demand under the selected programme (Ml/d) input as +ve 2047-48: 0.36052; Gains in Water Available For Use / Savings in Demand under the selected programme (Ml/d) input as +ve 2048-49: 0.37381; Gains in Water Available For Use / Savings in Demand under the selected programme (Ml/d) input as +ve 2049-50: 0.38714
52cA | 40% reduction by 2050 - DL | LEAK 2 | Other leakage control | Distribution Options | N | High PCC | ESWBLY | Ml/d | 2 | Gains in Water Available For Use / Savings in Demand under the selected programme (Ml/d) input as +ve 2021-22: 0; Gains in Water Available For Use / Savings in Demand under the selected programme (Ml/d) input as +ve 2022-23: 0; Gains in Water Available For Use / Savings in Demand under the selected programme (Ml/d) input as +ve 2023-24: 0; Gains in Water Available For Use / Savings in Demand under the selected programme (Ml/d) input as +ve 2024-25: 0; Gains in Water Available For Use / Savings in Demand under the selected programme (Ml/d) input as +ve 2025-26: 0.016013; Gains in Water Available For Use / Savings in Demand under the selected programme (Ml/d) input as +ve 2026-27: 0.032298; Gains in Water Available For Use / Savings in Demand under the selected programme (Ml/d) input as +ve 2027-28: 0.046891; Gains in Water Available For Use / Savings in Demand under the selected programme (Ml/d) input as +ve 2028-29: 0.061476; Gains in Water Available For Use / Savings in Demand under the selected programme (Ml/d) input as +ve 2029-30: 0.067705; Gains in Water Available For Use / Savings in Demand under the selected programme (Ml/d) input as +ve 2030-31: 0.06822; Gains in Water Available For Use / Savings in Demand under the selected programme (Ml/d) input as +ve 2031-32: 0.076905; Gains in Water Available For Use / Savings in Demand under the selected programme (Ml/d) input as +ve 2032-33: 0.091173; Gains in Water Available For Use / Savings in Demand under the selected programme (Ml/d) input as +ve 2033-34: 0.10543; Gains in Water Available For Use / Savings in Demand under the selected programme (Ml/d) input as +ve 2034-35: 0.11967; Gains in Water Available For Use / Savings in Demand under the selected programme (Ml/d) input as +ve 2035-36: 0.13389; Gains in Water Available For Use / Savings in Demand under the selected programme (Ml/d) input as +ve 2036-37: 0.1481; Gains in Water Available For Use / Savings in Demand under the selected programme (Ml/d) input as +ve 2037-38: 0.1623; Gains in Water Available For Use / Savings in Demand under the selected programme (Ml/d) input as +ve 2038-39: 0.17649; Gains in Water Available For Use / Savings in Demand under the selected programme (Ml/d) input as +ve 2039-40: 0.19066; Gains in Water Available For Use / Savings in Demand under the selected programme (Ml/d) input as +ve 2040-41: 0.20482; Gains in Water Available For Use / Savings in Demand under the selected programme (Ml/d) input as +ve 2041-42: 0.21896; Gains in Water Available For Use / Savings in Demand under the selected programme (Ml/d) input as +ve 2042-43: 0.23309; Gains in Water Available For Use / Savings in Demand under the selected programme (Ml/d) input as +ve 2043-44: 0.2472; Gains in Water Available For Use / Savings in Demand under the selected programme (Ml/d) input as +ve 2044-45: 0.26131; Gains in Water Available For Use / Savings in Demand under the selected programme (Ml/d) input as +ve 2045-46: 0.2754; Gains in Water Available For Use / Savings in Demand under the selected programme (Ml/d) input as +ve 2046-47: 0.28948; Gains in Water Available For Use / Savings in Demand under the selected programme (Ml/d) input as +ve 2047-48: 0.30356; Gains in Water Available For Use / Savings in Demand under the selected programme (Ml/d) input as +ve 2048-49: 0.31762; Gains in Water Available For Use / Savings in Demand under the selected programme (Ml/d) input as +ve 2049-50: 0.33168
52dA | 40% reduction by 2050 - SPL | LEAK 4 | Supply pipe repairs / replacement | Customer Options | N | High PCC | ESWBLY | Ml/d | 2 | Gains in Water Available For Use / Savings in Demand under the selected programme (Ml/d) input as +ve 2021-22: 0; Gains in Water Available For Use / Savings in Demand under the selected programme (Ml/d) input as +ve 2022-23: 0; Gains in Water Available For Use / Savings in Demand under the selected programme (Ml/d) input as +ve 2023-24: 0; Gains in Water Available For Use / Savings in Demand under the selected programme (Ml/d) input as +ve 2024-25: 0; Gains in Water Available For Use / Savings in Demand under the selected programme (Ml/d) input as +ve 2025-26: -0.00034263; Gains in Water Available For Use / Savings in Demand under the selected programme (Ml/d) input as +ve 2026-27: -0.00095738; Gains in Water Available For Use / Savings in Demand under the selected programme (Ml/d) input as +ve 2027-28: 0.00011927; Gains in Water Available For Use / Savings in Demand under the selected programme (Ml/d) input as +ve 2028-29: 0.0012047; Gains in Water Available For Use / Savings in Demand under the selected programme (Ml/d) input as +ve 2029-30: 0.010646; Gains in Water Available For Use / Savings in Demand under the selected programme (Ml/d) input as +ve 2030-31: 0.025801; Gains in Water Available For Use / Savings in Demand under the selected programme (Ml/d) input as +ve 2031-32: 0.032787; Gains in Water Available For Use / Savings in Demand under the selected programme (Ml/d) input as +ve 2032-33: 0.034188; Gains in Water Available For Use / Savings in Demand under the selected programme (Ml/d) input as +ve 2033-34: 0.035604; Gains in Water Available For Use / Savings in Demand under the selected programme (Ml/d) input as +ve 2034-35: 0.037034; Gains in Water Available For Use / Savings in Demand under the selected programme (Ml/d) input as +ve 2035-36: 0.038479; Gains in Water Available For Use / Savings in Demand under the selected programme (Ml/d) input as +ve 2036-37: 0.039938; Gains in Water Available For Use / Savings in Demand under the selected programme (Ml/d) input as +ve 2037-38: 0.04141; Gains in Water Available For Use / Savings in Demand under the selected programme (Ml/d) input as +ve 2038-39: 0.042894; Gains in Water Available For Use / Savings in Demand under the selected programme (Ml/d) input as +ve 2039-40: 0.044389; Gains in Water Available For Use / Savings in Demand under the selected programme (Ml/d) input as +ve 2040-41: 0.045903; Gains in Water Available For Use / Savings in Demand under the selected programme (Ml/d) input as +ve 2041-42: 0.047435; Gains in Water Available For Use / Savings in Demand under the selected programme (Ml/d) input as +ve 2042-43: 0.048978; Gains in Water Available For Use / Savings in Demand under the selected programme (Ml/d) input as +ve 2043-44: 0.050533; Gains in Water Available For Use / Savings in Demand under the selected programme (Ml/d) input as +ve 2044-45: 0.052099; Gains in Water Available For Use / Savings in Demand under the selected programme (Ml/d) input as +ve 2045-46: 0.053676; Gains in Water Available For Use / Savings in Demand under the selected programme (Ml/d) input as +ve 2046-47: 0.055263; Gains in Water Available For Use / Savings in Demand under the selected programme (Ml/d) input as +ve 2047-48: 0.056858; Gains in Water Available For Use / Savings in Demand under the selected programme (Ml/d) input as +ve 2048-49: 0.058461; Gains in Water Available For Use / Savings in Demand under the selected programme (Ml/d) input as +ve 2049-50: 0.060072
52dA | NHH scenario 2% | NHH Low | Other water efficiency | Customer Options | N | High PCC | ESWBLY | Ml/d | 2 | Gains in Water Available For Use / Savings in Demand under the selected programme (Ml/d) input as +ve 2021-22: 0; Gains in Water Available For Use / Savings in Demand under the selected programme (Ml/d) input as +ve 2022-23: 0; Gains in Water Available For Use / Savings in Demand under the selected programme (Ml/d) input as +ve 2023-24: 0; Gains in Water Available For Use / Savings in Demand under the selected programme (Ml/d) input as +ve 2024-25: 0; Gains in Water Available For Use / Savings in Demand under the selected programme (Ml/d) input as +ve 2025-26: 0.00081815; Gains in Water Available For Use / Savings in Demand under the selected programme (Ml/d) input as +ve 2026-27: 0.0016363; Gains in Water Available For Use / Savings in Demand under the selected programme (Ml/d) input as +ve 2027-28: 0.0024544; Gains in Water Available For Use / Savings in Demand under the selected programme (Ml/d) input as +ve 2028-29: 0.0032726; Gains in Water Available For Use / Savings in Demand under the selected programme (Ml/d) input as +ve 2029-30: 0.0040907; Gains in Water Available For Use / Savings in Demand under the selected programme (Ml/d) input as +ve 2030-31: 0.0083304; Gains in Water Available For Use / Savings in Demand under the selected programme (Ml/d) input as +ve 2031-32: 0.01257; Gains in Water Available For Use / Savings in Demand under the selected programme (Ml/d) input as +ve 2032-33: 0.01681; Gains in Water Available For Use / Savings in Demand under the selected programme (Ml/d) input as +ve 2033-34: 0.021049; Gains in Water Available For Use / Savings in Demand under the selected programme (Ml/d) input as +ve 2034-35: 0.025289; Gains in Water Available For Use / Savings in Demand under the selected programme (Ml/d) input as +ve 2035-36: 0.030578; Gains in Water Available For Use / Savings in Demand under the selected programme (Ml/d) input as +ve 2036-37: 0.035867; Gains in Water Available For Use / Savings in Demand under the selected programme (Ml/d) input as +ve 2037-38: 0.041157; Gains in Water Available For Use / Savings in Demand under the selected programme (Ml/d) input as +ve 2038-39: 0.041157; Gains in Water Available For Use / Savings in Demand under the selected programme (Ml/d) input as +ve 2039-40: 0.041157; Gains in Water Available For Use / Savings in Demand under the selected programme (Ml/d) input as +ve 2040-41: 0.041157; Gains in Water Available For Use / Savings in Demand under the selected programme (Ml/d) input as +ve 2041-42: 0.041157; Gains in Water Available For Use / Savings in Demand under the selected programme (Ml/d) input as +ve 2042-43: 0.041157; Gains in Water Available For Use / Savings in Demand under the selected programme (Ml/d) input as +ve 2043-44: 0.041157; Gains in Water Available For Use / Savings in Demand under the selected programme (Ml/d) input as +ve 2044-45: 0.041157; Gains in Water Available For Use / Savings in Demand under the selected programme (Ml/d) input as +ve 2045-46: 0.041157; Gains in Water Available For Use / Savings in Demand under the selected programme (Ml/d) input as +ve 2046-47: 0.041157; Gains in Water Available For Use / Savings in Demand under the selected programme (Ml/d) input as +ve 2047-48: 0.041157; Gains in Water Available For Use / Savings in Demand under the selected programme (Ml/d) input as +ve 2048-49: 0.041157; Gains in Water Available For Use / Savings in Demand under the selected programme (Ml/d) input as +ve 2049-50: 0.041157
52dA | Government Led Interventions | Gov Led | Other water efficiency | Customer Options | N | High PCC | ESWBLY | Ml/d | 2 | Gains in Water Available For Use / Savings in Demand under the selected programme (Ml/d) input as +ve 2021-22: 0; Gains in Water Available For Use / Savings in Demand under the selected programme (Ml/d) input as +ve 2022-23: 0; Gains in Water Available For Use / Savings in Demand under the selected programme (Ml/d) input as +ve 2023-24: 0; Gains in Water Available For Use / Savings in Demand under the selected programme (Ml/d) input as +ve 2024-25: 0; Gains in Water Available For Use / Savings in Demand under the selected programme (Ml/d) input as +ve 2025-26: 0; Gains in Water Available For Use / Savings in Demand under the selected programme (Ml/d) input as +ve 2026-27: 0; Gains in Water Available For Use / Savings in Demand under the selected programme (Ml/d) input as +ve 2027-28: 0.012316; Gains in Water Available For Use / Savings in Demand under the selected programme (Ml/d) input as +ve 2028-29: 0.024493; Gains in Water Available For Use / Savings in Demand under the selected programme (Ml/d) input as +ve 2029-30: 0.036494; Gains in Water Available For Use / Savings in Demand under the selected programme (Ml/d) input as +ve 2030-31: 0.048407; Gains in Water Available For Use / Savings in Demand under the selected programme (Ml/d) input as +ve 2031-32: 0.060275; Gains in Water Available For Use / Savings in Demand under the selected programme (Ml/d) input as +ve 2032-33: 0.072075; Gains in Water Available For Use / Savings in Demand under the selected programme (Ml/d) input as +ve 2033-34: 0.09694; Gains in Water Available For Use / Savings in Demand under the selected programme (Ml/d) input as +ve 2034-35: 0.12163; Gains in Water Available For Use / Savings in Demand under the selected programme (Ml/d) input as +ve 2035-36: 0.14621; Gains in Water Available For Use / Savings in Demand under the selected programme (Ml/d) input as +ve 2036-37: 0.17063; Gains in Water Available For Use / Savings in Demand under the selected programme (Ml/d) input as +ve 2037-38: 0.19495; Gains in Water Available For Use / Savings in Demand under the selected programme (Ml/d) input as +ve 2038-39: 0.21921; Gains in Water Available For Use / Savings in Demand under the selected programme (Ml/d) input as +ve 2039-40: 0.24321; Gains in Water Available For Use / Savings in Demand under the selected programme (Ml/d) input as +ve 2040-41: 0.26705; Gains in Water Available For Use / Savings in Demand under the selected programme (Ml/d) input as +ve 2041-42: 0.29089; Gains in Water Available For Use / Savings in Demand under the selected programme (Ml/d) input as +ve 2042-43: 0.31469; Gains in Water Available For Use / Savings in Demand under the selected programme (Ml/d) input as +ve 2043-44: 0.32223; Gains in Water Available For Use / Savings in Demand under the selected programme (Ml/d) input as +ve 2044-45: 0.32982; Gains in Water Available For Use / Savings in Demand under the selected programme (Ml/d) input as +ve 2045-46: 0.33738; Gains in Water Available For Use / Savings in Demand under the selected programme (Ml/d) input as +ve 2046-47: 0.34497; Gains in Water Available For Use / Savings in Demand under the selected programme (Ml/d) input as +ve 2047-48: 0.35268; Gains in Water Available For Use / Savings in Demand under the selected programme (Ml/d) input as +ve 2048-49: 0.36049; Gains in Water Available For Use / Savings in Demand under the selected programme (Ml/d) input as +ve 2049-50: 0.36836
52dA | Metering Option 5 | DMO 5 | Metering compulsory | Customer Options | N | High PCC | ESWHRT | Ml/d | 2 | Gains in Water Available For Use / Savings in Demand under the selected programme (Ml/d) input as +ve 2021-22: 0; Gains in Water Available For Use / Savings in Demand under the selected programme (Ml/d) input as +ve 2022-23: 2.5757e-14; Gains in Water Available For Use / Savings in Demand under the selected programme (Ml/d) input as +ve 2023-24: 4.0856e-14; Gains in Water Available For Use / Savings in Demand under the selected programme (Ml/d) input as +ve 2024-25: 0; Gains in Water Available For Use / Savings in Demand under the selected programme (Ml/d) input as +ve 2025-26: 0.028223; Gains in Water Available For Use / Savings in Demand under the selected programme (Ml/d) input as +ve 2026-27: 0.051024; Gains in Water Available For Use / Savings in Demand under the selected programme (Ml/d) input as +ve 2027-28: -0.034635; Gains in Water Available For Use / Savings in Demand under the selected programme (Ml/d) input as +ve 2028-29: -0.040982; Gains in Water Available For Use / Savings in Demand under the selected programme (Ml/d) input as +ve 2029-30: -0.044941; Gains in Water Available For Use / Savings in Demand under the selected programme (Ml/d) input as +ve 2030-31: -0.047758; Gains in Water Available For Use / Savings in Demand under the selected programme (Ml/d) input as +ve 2031-32: -0.048309; Gains in Water Available For Use / Savings in Demand under the selected programme (Ml/d) input as +ve 2032-33: -0.047194; Gains in Water Available For Use / Savings in Demand under the selected programme (Ml/d) input as +ve 2033-34: -0.045688; Gains in Water Available For Use / Savings in Demand under the selected programme (Ml/d) input as +ve 2034-35: -0.04385; Gains in Water Available For Use / Savings in Demand under the selected programme (Ml/d) input as +ve 2035-36: -0.042511; Gains in Water Available For Use / Savings in Demand under the selected programme (Ml/d) input as +ve 2036-37: -0.040812; Gains in Water Available For Use / Savings in Demand under the selected programme (Ml/d) input as +ve 2037-38: -0.038842; Gains in Water Available For Use / Savings in Demand under the selected programme (Ml/d) input as +ve 2038-39: -0.036735; Gains in Water Available For Use / Savings in Demand under the selected programme (Ml/d) input as +ve 2039-40: -0.034515; Gains in Water Available For Use / Savings in Demand under the selected programme (Ml/d) input as +ve 2040-41: -0.032991; Gains in Water Available For Use / Savings in Demand under the selected programme (Ml/d) input as +ve 2041-42: -0.030526; Gains in Water Available For Use / Savings in Demand under the selected programme (Ml/d) input as +ve 2042-43: -0.028288; Gains in Water Available For Use / Savings in Demand under the selected programme (Ml/d) input as +ve 2043-44: -0.026948; Gains in Water Available For Use / Savings in Demand under the selected programme (Ml/d) input as +ve 2044-45: -0.026745; Gains in Water Available For Use / Savings in Demand under the selected programme (Ml/d) input as +ve 2045-46: -0.026598; Gains in Water Available For Use / Savings in Demand under the selected programme (Ml/d) input as +ve 2046-47: -0.026563; Gains in Water Available For Use / Savings in Demand under the selected programme (Ml/d) input as +ve 2047-48: -0.026636; Gains in Water Available For Use / Savings in Demand under the selected programme (Ml/d) input as +ve 2048-49: -0.026832; Gains in Water Available For Use / Savings in Demand under the selected programme (Ml/d) input as +ve 2049-50: -0.026965
52dA | Low scenario | WEF Low | Other water efficiency | Customer Options | N | High PCC | ESWHRT | Ml/d | 2 | Gains in Water Available For Use / Savings in Demand under the selected programme (Ml/d) input as +ve 2021-22: 0; Gains in Water Available For Use / Savings in Demand under the selected programme (Ml/d) input as +ve 2022-23: 0; Gains in Water Available For Use / Savings in Demand under the selected programme (Ml/d) input as +ve 2023-24: 0; Gains in Water Available For Use / Savings in Demand under the selected programme (Ml/d) input as +ve 2024-25: 0; Gains in Water Available For Use / Savings in Demand under the selected programme (Ml/d) input as +ve 2025-26: 0.014787; Gains in Water Available For Use / Savings in Demand under the selected programme (Ml/d) input as +ve 2026-27: 0.029266; Gains in Water Available For Use / Savings in Demand under the selected programme (Ml/d) input as +ve 2027-28: 0.043692; Gains in Water Available For Use / Savings in Demand under the selected programme (Ml/d) input as +ve 2028-29: 0.057948; Gains in Water Available For Use / Savings in Demand under the selected programme (Ml/d) input as +ve 2029-30: 0.071975; Gains in Water Available For Use / Savings in Demand under the selected programme (Ml/d) input as +ve 2030-31: 0.084509; Gains in Water Available For Use / Savings in Demand under the selected programme (Ml/d) input as +ve 2031-32: 0.097004; Gains in Water Available For Use / Savings in Demand under the selected programme (Ml/d) input as +ve 2032-33: 0.10939; Gains in Water Available For Use / Savings in Demand under the selected programme (Ml/d) input as +ve 2033-34: 0.12169; Gains in Water Available For Use / Savings in Demand under the selected programme (Ml/d) input as +ve 2034-35: 0.13392; Gains in Water Available For Use / Savings in Demand under the selected programme (Ml/d) input as +ve 2035-36: 0.14525; Gains in Water Available For Use / Savings in Demand under the selected programme (Ml/d) input as +ve 2036-37: 0.15651; Gains in Water Available For Use / Savings in Demand under the selected programme (Ml/d) input as +ve 2037-38: 0.16778; Gains in Water Available For Use / Savings in Demand under the selected programme (Ml/d) input as +ve 2038-39: 0.17898; Gains in Water Available For Use / Savings in Demand under the selected programme (Ml/d) input as +ve 2039-40: 0.19; Gains in Water Available For Use / Savings in Demand under the selected programme (Ml/d) input as +ve 2040-41: 0.20028; Gains in Water Available For Use / Savings in Demand under the selected programme (Ml/d) input as +ve 2041-42: 0.21051; Gains in Water Available For Use / Savings in Demand under the selected programme (Ml/d) input as +ve 2042-43: 0.22072; Gains in Water Available For Use / Savings in Demand under the selected programme (Ml/d) input as +ve 2043-44: 0.23091; Gains in Water Available For Use / Savings in Demand under the selected programme (Ml/d) input as +ve 2044-45: 0.24107; Gains in Water Available For Use / Savings in Demand under the selected programme (Ml/d) input as +ve 2045-46: 0.25072; Gains in Water Available For Use / Savings in Demand under the selected programme (Ml/d) input as +ve 2046-47: 0.26032; Gains in Water Available For Use / Savings in Demand under the selected programme (Ml/d) input as +ve 2047-48: 0.26997; Gains in Water Available For Use / Savings in Demand under the selected programme (Ml/d) input as +ve 2048-49: 0.27967; Gains in Water Available For Use / Savings in Demand under the selected programme (Ml/d) input as +ve 2049-50: 0.28941
52cA | 40% reduction by 2050 - DL | LEAK 2 | Other leakage control | Distribution Options | N | High PCC | ESWHRT | Ml/d | 2 | Gains in Water Available For Use / Savings in Demand under the selected programme (Ml/d) input as +ve 2021-22: 0; Gains in Water Available For Use / Savings in Demand under the selected programme (Ml/d) input as +ve 2022-23: 0; Gains in Water Available For Use / Savings in Demand under the selected programme (Ml/d) input as +ve 2023-24: 0; Gains in Water Available For Use / Savings in Demand under the selected programme (Ml/d) input as +ve 2024-25: 0; Gains in Water Available For Use / Savings in Demand under the selected programme (Ml/d) input as +ve 2025-26: -0.0016146; Gains in Water Available For Use / Savings in Demand under the selected programme (Ml/d) input as +ve 2026-27: -0.0028628; Gains in Water Available For Use / Savings in Demand under the selected programme (Ml/d) input as +ve 2027-28: 0.0042862; Gains in Water Available For Use / Savings in Demand under the selected programme (Ml/d) input as +ve 2028-29: 0.011415; Gains in Water Available For Use / Savings in Demand under the selected programme (Ml/d) input as +ve 2029-30: 0.018531; Gains in Water Available For Use / Savings in Demand under the selected programme (Ml/d) input as +ve 2030-31: 0.025451; Gains in Water Available For Use / Savings in Demand under the selected programme (Ml/d) input as +ve 2031-32: 0.03218; Gains in Water Available For Use / Savings in Demand under the selected programme (Ml/d) input as +ve 2032-33: 0.0389; Gains in Water Available For Use / Savings in Demand under the selected programme (Ml/d) input as +ve 2033-34: 0.045608; Gains in Water Available For Use / Savings in Demand under the selected programme (Ml/d) input as +ve 2034-35: 0.052305; Gains in Water Available For Use / Savings in Demand under the selected programme (Ml/d) input as +ve 2035-36: 0.05899; Gains in Water Available For Use / Savings in Demand under the selected programme (Ml/d) input as +ve 2036-37: 0.065666; Gains in Water Available For Use / Savings in Demand under the selected programme (Ml/d) input as +ve 2037-38: 0.072333; Gains in Water Available For Use / Savings in Demand under the selected programme (Ml/d) input as +ve 2038-39: 0.07899; Gains in Water Available For Use / Savings in Demand under the selected programme (Ml/d) input as +ve 2039-40: 0.085637; Gains in Water Available For Use / Savings in Demand under the selected programme (Ml/d) input as +ve 2040-41: 0.092272; Gains in Water Available For Use / Savings in Demand under the selected programme (Ml/d) input as +ve 2041-42: 0.098894; Gains in Water Available For Use / Savings in Demand under the selected programme (Ml/d) input as +ve 2042-43: 0.10551; Gains in Water Available For Use / Savings in Demand under the selected programme (Ml/d) input as +ve 2043-44: 0.11211; Gains in Water Available For Use / Savings in Demand under the selected programme (Ml/d) input as +ve 2044-45: 0.11871; Gains in Water Available For Use / Savings in Demand under the selected programme (Ml/d) input as +ve 2045-46: 0.1253; Gains in Water Available For Use / Savings in Demand under the selected programme (Ml/d) input as +ve 2046-47: 0.13189; Gains in Water Available For Use / Savings in Demand under the selected programme (Ml/d) input as +ve 2047-48: 0.13846; Gains in Water Available For Use / Savings in Demand under the selected programme (Ml/d) input as +ve 2048-49: 0.14503; Gains in Water Available For Use / Savings in Demand under the selected programme (Ml/d) input as +ve 2049-50: 0.15158
52dA | 40% reduction by 2050 - SPL | LEAK 4 | Supply pipe repairs / replacement | Customer Options | N | High PCC | ESWHRT | Ml/d | 2 | Gains in Water Available For Use / Savings in Demand under the selected programme (Ml/d) input as +ve 2021-22: 0; Gains in Water Available For Use / Savings in Demand under the selected programme (Ml/d) input as +ve 2022-23: 0; Gains in Water Available For Use / Savings in Demand under the selected programme (Ml/d) input as +ve 2023-24: 0; Gains in Water Available For Use / Savings in Demand under the selected programme (Ml/d) input as +ve 2024-25: 0; Gains in Water Available For Use / Savings in Demand under the selected programme (Ml/d) input as +ve 2025-26: 0.009204; Gains in Water Available For Use / Savings in Demand under the selected programme (Ml/d) input as +ve 2026-27: 0.018042; Gains in Water Available For Use / Savings in Demand under the selected programme (Ml/d) input as +ve 2027-28: 0.018482; Gains in Water Available For Use / Savings in Demand under the selected programme (Ml/d) input as +ve 2028-29: 0.018942; Gains in Water Available For Use / Savings in Demand under the selected programme (Ml/d) input as +ve 2029-30: 0.019416; Gains in Water Available For Use / Savings in Demand under the selected programme (Ml/d) input as +ve 2030-31: 0.020085; Gains in Water Available For Use / Savings in Demand under the selected programme (Ml/d) input as +ve 2031-32: 0.020946; Gains in Water Available For Use / Savings in Demand under the selected programme (Ml/d) input as +ve 2032-33: 0.021815; Gains in Water Available For Use / Savings in Demand under the selected programme (Ml/d) input as +ve 2033-34: 0.022697; Gains in Water Available For Use / Savings in Demand under the selected programme (Ml/d) input as +ve 2034-35: 0.023589; Gains in Water Available For Use / Savings in Demand under the selected programme (Ml/d) input as +ve 2035-36: 0.024493; Gains in Water Available For Use / Savings in Demand under the selected programme (Ml/d) input as +ve 2036-37: 0.025407; Gains in Water Available For Use / Savings in Demand under the selected programme (Ml/d) input as +ve 2037-38: 0.026329; Gains in Water Available For Use / Savings in Demand under the selected programme (Ml/d) input as +ve 2038-39: 0.027262; Gains in Water Available For Use / Savings in Demand under the selected programme (Ml/d) input as +ve 2039-40: 0.028204; Gains in Water Available For Use / Savings in Demand under the selected programme (Ml/d) input as +ve 2040-41: 0.029158; Gains in Water Available For Use / Savings in Demand under the selected programme (Ml/d) input as +ve 2041-42: 0.030125; Gains in Water Available For Use / Savings in Demand under the selected programme (Ml/d) input as +ve 2042-43: 0.031101; Gains in Water Available For Use / Savings in Demand under the selected programme (Ml/d) input as +ve 2043-44: 0.032084; Gains in Water Available For Use / Savings in Demand under the selected programme (Ml/d) input as +ve 2044-45: 0.033075; Gains in Water Available For Use / Savings in Demand under the selected programme (Ml/d) input as +ve 2045-46: 0.034074; Gains in Water Available For Use / Savings in Demand under the selected programme (Ml/d) input as +ve 2046-47: 0.035081; Gains in Water Available For Use / Savings in Demand under the selected programme (Ml/d) input as +ve 2047-48: 0.036096; Gains in Water Available For Use / Savings in Demand under the selected programme (Ml/d) input as +ve 2048-49: 0.03712; Gains in Water Available For Use / Savings in Demand under the selected programme (Ml/d) input as +ve 2049-50: 0.038154
52dA | NHH scenario 2% | NHH Low | Other water efficiency | Customer Options | N | High PCC | ESWHRT | Ml/d | 2 | Gains in Water Available For Use / Savings in Demand under the selected programme (Ml/d) input as +ve 2021-22: 0; Gains in Water Available For Use / Savings in Demand under the selected programme (Ml/d) input as +ve 2022-23: 0; Gains in Water Available For Use / Savings in Demand under the selected programme (Ml/d) input as +ve 2023-24: 0; Gains in Water Available For Use / Savings in Demand under the selected programme (Ml/d) input as +ve 2024-25: 0; Gains in Water Available For Use / Savings in Demand under the selected programme (Ml/d) input as +ve 2025-26: 0.00061613; Gains in Water Available For Use / Savings in Demand under the selected programme (Ml/d) input as +ve 2026-27: 0.0012323; Gains in Water Available For Use / Savings in Demand under the selected programme (Ml/d) input as +ve 2027-28: 0.0018484; Gains in Water Available For Use / Savings in Demand under the selected programme (Ml/d) input as +ve 2028-29: 0.0024645; Gains in Water Available For Use / Savings in Demand under the selected programme (Ml/d) input as +ve 2029-30: 0.0030806; Gains in Water Available For Use / Savings in Demand under the selected programme (Ml/d) input as +ve 2030-31: 0.0062734; Gains in Water Available For Use / Savings in Demand under the selected programme (Ml/d) input as +ve 2031-32: 0.0094661; Gains in Water Available For Use / Savings in Demand under the selected programme (Ml/d) input as +ve 2032-33: 0.012659; Gains in Water Available For Use / Savings in Demand under the selected programme (Ml/d) input as +ve 2033-34: 0.015852; Gains in Water Available For Use / Savings in Demand under the selected programme (Ml/d) input as +ve 2034-35: 0.019044; Gains in Water Available For Use / Savings in Demand under the selected programme (Ml/d) input as +ve 2035-36: 0.023028; Gains in Water Available For Use / Savings in Demand under the selected programme (Ml/d) input as +ve 2036-37: 0.027011; Gains in Water Available For Use / Savings in Demand under the selected programme (Ml/d) input as +ve 2037-38: 0.030994; Gains in Water Available For Use / Savings in Demand under the selected programme (Ml/d) input as +ve 2038-39: 0.030994; Gains in Water Available For Use / Savings in Demand under the selected programme (Ml/d) input as +ve 2039-40: 0.030994; Gains in Water Available For Use / Savings in Demand under the selected programme (Ml/d) input as +ve 2040-41: 0.030994; Gains in Water Available For Use / Savings in Demand under the selected programme (Ml/d) input as +ve 2041-42: 0.030994; Gains in Water Available For Use / Savings in Demand under the selected programme (Ml/d) input as +ve 2042-43: 0.030994; Gains in Water Available For Use / Savings in Demand under the selected programme (Ml/d) input as +ve 2043-44: 0.030994; Gains in Water Available For Use / Savings in Demand under the selected programme (Ml/d) input as +ve 2044-45: 0.030994; Gains in Water Available For Use / Savings in Demand under the selected programme (Ml/d) input as +ve 2045-46: 0.030994; Gains in Water Available For Use / Savings in Demand under the selected programme (Ml/d) input as +ve 2046-47: 0.030994; Gains in Water Available For Use / Savings in Demand under the selected programme (Ml/d) input as +ve 2047-48: 0.030994; Gains in Water Available For Use / Savings in Demand under the selected programme (Ml/d) input as +ve 2048-49: 0.030994; Gains in Water Available For Use / Savings in Demand under the selected programme (Ml/d) input as +ve 2049-50: 0.030994
52dA | Government Led Interventions | Gov Led | Other water efficiency | Customer Options | N | High PCC | ESWHRT | Ml/d | 2 | Gains in Water Available For Use / Savings in Demand under the selected programme (Ml/d) input as +ve 2021-22: 0; Gains in Water Available For Use / Savings in Demand under the selected programme (Ml/d) input as +ve 2022-23: 0; Gains in Water Available For Use / Savings in Demand under the selected programme (Ml/d) input as +ve 2023-24: 0; Gains in Water Available For Use / Savings in Demand under the selected programme (Ml/d) input as +ve 2024-25: 0; Gains in Water Available For Use / Savings in Demand under the selected programme (Ml/d) input as +ve 2025-26: 0; Gains in Water Available For Use / Savings in Demand under the selected programme (Ml/d) input as +ve 2026-27: 0; Gains in Water Available For Use / Savings in Demand under the selected programme (Ml/d) input as +ve 2027-28: 0.0094103; Gains in Water Available For Use / Savings in Demand under the selected programme (Ml/d) input as +ve 2028-29: 0.018759; Gains in Water Available For Use / Savings in Demand under the selected programme (Ml/d) input as +ve 2029-30: 0.028041; Gains in Water Available For Use / Savings in Demand under the selected programme (Ml/d) input as +ve 2030-31: 0.037216; Gains in Water Available For Use / Savings in Demand under the selected programme (Ml/d) input as +ve 2031-32: 0.04632; Gains in Water Available For Use / Savings in Demand under the selected programme (Ml/d) input as +ve 2032-33: 0.055353; Gains in Water Available For Use / Savings in Demand under the selected programme (Ml/d) input as +ve 2033-34: 0.074432; Gains in Water Available For Use / Savings in Demand under the selected programme (Ml/d) input as +ve 2034-35: 0.093389; Gains in Water Available For Use / Savings in Demand under the selected programme (Ml/d) input as +ve 2035-36: 0.11225; Gains in Water Available For Use / Savings in Demand under the selected programme (Ml/d) input as +ve 2036-37: 0.13104; Gains in Water Available For Use / Savings in Demand under the selected programme (Ml/d) input as +ve 2037-38: 0.14976; Gains in Water Available For Use / Savings in Demand under the selected programme (Ml/d) input as +ve 2038-39: 0.16838; Gains in Water Available For Use / Savings in Demand under the selected programme (Ml/d) input as +ve 2039-40: 0.18679; Gains in Water Available For Use / Savings in Demand under the selected programme (Ml/d) input as +ve 2040-41: 0.20503; Gains in Water Available For Use / Savings in Demand under the selected programme (Ml/d) input as +ve 2041-42: 0.22317; Gains in Water Available For Use / Savings in Demand under the selected programme (Ml/d) input as +ve 2042-43: 0.2413; Gains in Water Available For Use / Savings in Demand under the selected programme (Ml/d) input as +ve 2043-44: 0.24692; Gains in Water Available For Use / Savings in Demand under the selected programme (Ml/d) input as +ve 2044-45: 0.25259; Gains in Water Available For Use / Savings in Demand under the selected programme (Ml/d) input as +ve 2045-46: 0.25822; Gains in Water Available For Use / Savings in Demand under the selected programme (Ml/d) input as +ve 2046-47: 0.26382; Gains in Water Available For Use / Savings in Demand under the selected programme (Ml/d) input as +ve 2047-48: 0.26951; Gains in Water Available For Use / Savings in Demand under the selected programme (Ml/d) input as +ve 2048-49: 0.27528; Gains in Water Available For Use / Savings in Demand under the selected programme (Ml/d) input as +ve 2049-50: 0.28112
52dA | Metering Option 5 | DMO 5 | Metering compulsory | Customer Options | N | High PCC | ESWNCT | Ml/d | 2 | Gains in Water Available For Use / Savings in Demand under the selected programme (Ml/d) input as +ve 2021-22: 0; Gains in Water Available For Use / Savings in Demand under the selected programme (Ml/d) input as +ve 2022-23: 0; Gains in Water Available For Use / Savings in Demand under the selected programme (Ml/d) input as +ve 2023-24: 0; Gains in Water Available For Use / Savings in Demand under the selected programme (Ml/d) input as +ve 2024-25: 0; Gains in Water Available For Use / Savings in Demand under the selected programme (Ml/d) input as +ve 2025-26: -0.03025; Gains in Water Available For Use / Savings in Demand under the selected programme (Ml/d) input as +ve 2026-27: 0.22093; Gains in Water Available For Use / Savings in Demand under the selected programme (Ml/d) input as +ve 2027-28: 0.44181; Gains in Water Available For Use / Savings in Demand under the selected programme (Ml/d) input as +ve 2028-29: 0.65677; Gains in Water Available For Use / Savings in Demand under the selected programme (Ml/d) input as +ve 2029-30: 0.74603; Gains in Water Available For Use / Savings in Demand under the selected programme (Ml/d) input as +ve 2030-31: 0.67123; Gains in Water Available For Use / Savings in Demand under the selected programme (Ml/d) input as +ve 2031-32: 0.5616; Gains in Water Available For Use / Savings in Demand under the selected programme (Ml/d) input as +ve 2032-33: 0.56914; Gains in Water Available For Use / Savings in Demand under the selected programme (Ml/d) input as +ve 2033-34: 0.56222; Gains in Water Available For Use / Savings in Demand under the selected programme (Ml/d) input as +ve 2034-35: 0.57604; Gains in Water Available For Use / Savings in Demand under the selected programme (Ml/d) input as +ve 2035-36: 0.58287; Gains in Water Available For Use / Savings in Demand under the selected programme (Ml/d) input as +ve 2036-37: 0.59189; Gains in Water Available For Use / Savings in Demand under the selected programme (Ml/d) input as +ve 2037-38: 0.60111; Gains in Water Available For Use / Savings in Demand under the selected programme (Ml/d) input as +ve 2038-39: 0.61075; Gains in Water Available For Use / Savings in Demand under the selected programme (Ml/d) input as +ve 2039-40: 0.62047; Gains in Water Available For Use / Savings in Demand under the selected programme (Ml/d) input as +ve 2040-41: 0.62711; Gains in Water Available For Use / Savings in Demand under the selected programme (Ml/d) input as +ve 2041-42: 0.63765; Gains in Water Available For Use / Savings in Demand under the selected programme (Ml/d) input as +ve 2042-43: 0.6471; Gains in Water Available For Use / Savings in Demand under the selected programme (Ml/d) input as +ve 2043-44: 0.65751; Gains in Water Available For Use / Savings in Demand under the selected programme (Ml/d) input as +ve 2044-45: 0.66794; Gains in Water Available For Use / Savings in Demand under the selected programme (Ml/d) input as +ve 2045-46: 0.67796; Gains in Water Available For Use / Savings in Demand under the selected programme (Ml/d) input as +ve 2046-47: 0.68819; Gains in Water Available For Use / Savings in Demand under the selected programme (Ml/d) input as +ve 2047-48: 0.69833; Gains in Water Available For Use / Savings in Demand under the selected programme (Ml/d) input as +ve 2048-49: 0.70845; Gains in Water Available For Use / Savings in Demand under the selected programme (Ml/d) input as +ve 2049-50: 0.71893
52dA | Low scenario | WEF Low | Other water efficiency | Customer Options | N | High PCC | ESWNCT | Ml/d | 2 | Gains in Water Available For Use / Savings in Demand under the selected programme (Ml/d) input as +ve 2021-22: 0; Gains in Water Available For Use / Savings in Demand under the selected programme (Ml/d) input as +ve 2022-23: 0; Gains in Water Available For Use / Savings in Demand under the selected programme (Ml/d) input as +ve 2023-24: 0; Gains in Water Available For Use / Savings in Demand under the selected programme (Ml/d) input as +ve 2024-25: 0; Gains in Water Available For Use / Savings in Demand under the selected programme (Ml/d) input as +ve 2025-26: 0.11351; Gains in Water Available For Use / Savings in Demand under the selected programme (Ml/d) input as +ve 2026-27: 0.22548; Gains in Water Available For Use / Savings in Demand under the selected programme (Ml/d) input as +ve 2027-28: 0.33689; Gains in Water Available For Use / Savings in Demand under the selected programme (Ml/d) input as +ve 2028-29: 0.44754; Gains in Water Available For Use / Savings in Demand under the selected programme (Ml/d) input as +ve 2029-30: 0.55722; Gains in Water Available For Use / Savings in Demand under the selected programme (Ml/d) input as +ve 2030-31: 0.6556; Gains in Water Available For Use / Savings in Demand under the selected programme (Ml/d) input as +ve 2031-32: 0.75362; Gains in Water Available For Use / Savings in Demand under the selected programme (Ml/d) input as +ve 2032-33: 0.851; Gains in Water Available For Use / Savings in Demand under the selected programme (Ml/d) input as +ve 2033-34: 0.94791; Gains in Water Available For Use / Savings in Demand under the selected programme (Ml/d) input as +ve 2034-35: 1.0448; Gains in Water Available For Use / Savings in Demand under the selected programme (Ml/d) input as +ve 2035-36: 1.1344; Gains in Water Available For Use / Savings in Demand under the selected programme (Ml/d) input as +ve 2036-37: 1.2235; Gains in Water Available For Use / Savings in Demand under the selected programme (Ml/d) input as +ve 2037-38: 1.3121; Gains in Water Available For Use / Savings in Demand under the selected programme (Ml/d) input as +ve 2038-39: 1.4008; Gains in Water Available For Use / Savings in Demand under the selected programme (Ml/d) input as +ve 2039-40: 1.49; Gains in Water Available For Use / Savings in Demand under the selected programme (Ml/d) input as +ve 2040-41: 1.5743; Gains in Water Available For Use / Savings in Demand under the selected programme (Ml/d) input as +ve 2041-42: 1.6583; Gains in Water Available For Use / Savings in Demand under the selected programme (Ml/d) input as +ve 2042-43: 1.7421; Gains in Water Available For Use / Savings in Demand under the selected programme (Ml/d) input as +ve 2043-44: 1.8259; Gains in Water Available For Use / Savings in Demand under the selected programme (Ml/d) input as +ve 2044-45: 1.9094; Gains in Water Available For Use / Savings in Demand under the selected programme (Ml/d) input as +ve 2045-46: 1.989; Gains in Water Available For Use / Savings in Demand under the selected programme (Ml/d) input as +ve 2046-47: 2.0681; Gains in Water Available For Use / Savings in Demand under the selected programme (Ml/d) input as +ve 2047-48: 2.1472; Gains in Water Available For Use / Savings in Demand under the selected programme (Ml/d) input as +ve 2048-49: 2.2265; Gains in Water Available For Use / Savings in Demand under the selected programme (Ml/d) input as +ve 2049-50: 2.3055
52cA | 40% reduction by 2050 - DL | LEAK 2 | Other leakage control | Distribution Options | N | High PCC | ESWNCT | Ml/d | 2 | Gains in Water Available For Use / Savings in Demand under the selected programme (Ml/d) input as +ve 2021-22: 0; Gains in Water Available For Use / Savings in Demand under the selected programme (Ml/d) input as +ve 2022-23: 0; Gains in Water Available For Use / Savings in Demand under the selected programme (Ml/d) input as +ve 2023-24: 0; Gains in Water Available For Use / Savings in Demand under the selected programme (Ml/d) input as +ve 2024-25: 0; Gains in Water Available For Use / Savings in Demand under the selected programme (Ml/d) input as +ve 2025-26: 0.020497; Gains in Water Available For Use / Savings in Demand under the selected programme (Ml/d) input as +ve 2026-27: 0.028131; Gains in Water Available For Use / Savings in Demand under the selected programme (Ml/d) input as +ve 2027-28: 0.0097855; Gains in Water Available For Use / Savings in Demand under the selected programme (Ml/d) input as +ve 2028-29: -0.020179; Gains in Water Available For Use / Savings in Demand under the selected programme (Ml/d) input as +ve 2029-30: -0.033449; Gains in Water Available For Use / Savings in Demand under the selected programme (Ml/d) input as +ve 2030-31: -0.021373; Gains in Water Available For Use / Savings in Demand under the selected programme (Ml/d) input as +ve 2031-32: -6.9544e-05; Gains in Water Available For Use / Savings in Demand under the selected programme (Ml/d) input as +ve 2032-33: 0.021177; Gains in Water Available For Use / Savings in Demand under the selected programme (Ml/d) input as +ve 2033-34: 0.042355; Gains in Water Available For Use / Savings in Demand under the selected programme (Ml/d) input as +ve 2034-35: 0.063463; Gains in Water Available For Use / Savings in Demand under the selected programme (Ml/d) input as +ve 2035-36: 0.084468; Gains in Water Available For Use / Savings in Demand under the selected programme (Ml/d) input as +ve 2036-37: 0.10537; Gains in Water Available For Use / Savings in Demand under the selected programme (Ml/d) input as +ve 2037-38: 0.12622; Gains in Water Available For Use / Savings in Demand under the selected programme (Ml/d) input as +ve 2038-39: 0.147; Gains in Water Available For Use / Savings in Demand under the selected programme (Ml/d) input as +ve 2039-40: 0.16773; Gains in Water Available For Use / Savings in Demand under the selected programme (Ml/d) input as +ve 2040-41: 0.1884; Gains in Water Available For Use / Savings in Demand under the selected programme (Ml/d) input as +ve 2041-42: 0.20902; Gains in Water Available For Use / Savings in Demand under the selected programme (Ml/d) input as +ve 2042-43: 0.22958; Gains in Water Available For Use / Savings in Demand under the selected programme (Ml/d) input as +ve 2043-44: 0.25009; Gains in Water Available For Use / Savings in Demand under the selected programme (Ml/d) input as +ve 2044-45: 0.27054; Gains in Water Available For Use / Savings in Demand under the selected programme (Ml/d) input as +ve 2045-46: 0.29094; Gains in Water Available For Use / Savings in Demand under the selected programme (Ml/d) input as +ve 2046-47: 0.3113; Gains in Water Available For Use / Savings in Demand under the selected programme (Ml/d) input as +ve 2047-48: 0.3316; Gains in Water Available For Use / Savings in Demand under the selected programme (Ml/d) input as +ve 2048-49: 0.35185; Gains in Water Available For Use / Savings in Demand under the selected programme (Ml/d) input as +ve 2049-50: 0.37205
52dA | 40% reduction by 2050 - SPL | LEAK 4 | Supply pipe repairs / replacement | Customer Options | N | High PCC | ESWNCT | Ml/d | 2 | Gains in Water Available For Use / Savings in Demand under the selected programme (Ml/d) input as +ve 2021-22: 0; Gains in Water Available For Use / Savings in Demand under the selected programme (Ml/d) input as +ve 2022-23: 0; Gains in Water Available For Use / Savings in Demand under the selected programme (Ml/d) input as +ve 2023-24: 0; Gains in Water Available For Use / Savings in Demand under the selected programme (Ml/d) input as +ve 2024-25: 0; Gains in Water Available For Use / Savings in Demand under the selected programme (Ml/d) input as +ve 2025-26: 0.0076766; Gains in Water Available For Use / Savings in Demand under the selected programme (Ml/d) input as +ve 2026-27: 0.028216; Gains in Water Available For Use / Savings in Demand under the selected programme (Ml/d) input as +ve 2027-28: 0.074735; Gains in Water Available For Use / Savings in Demand under the selected programme (Ml/d) input as +ve 2028-29: 0.13287; Gains in Water Available For Use / Savings in Demand under the selected programme (Ml/d) input as +ve 2029-30: 0.17432; Gains in Water Available For Use / Savings in Demand under the selected programme (Ml/d) input as +ve 2030-31: 0.19041; Gains in Water Available For Use / Savings in Demand under the selected programme (Ml/d) input as +ve 2031-32: 0.19728; Gains in Water Available For Use / Savings in Demand under the selected programme (Ml/d) input as +ve 2032-33: 0.20421; Gains in Water Available For Use / Savings in Demand under the selected programme (Ml/d) input as +ve 2033-34: 0.21121; Gains in Water Available For Use / Savings in Demand under the selected programme (Ml/d) input as +ve 2034-35: 0.21827; Gains in Water Available For Use / Savings in Demand under the selected programme (Ml/d) input as +ve 2035-36: 0.22544; Gains in Water Available For Use / Savings in Demand under the selected programme (Ml/d) input as +ve 2036-37: 0.23271; Gains in Water Available For Use / Savings in Demand under the selected programme (Ml/d) input as +ve 2037-38: 0.24004; Gains in Water Available For Use / Savings in Demand under the selected programme (Ml/d) input as +ve 2038-39: 0.24743; Gains in Water Available For Use / Savings in Demand under the selected programme (Ml/d) input as +ve 2039-40: 0.25488; Gains in Water Available For Use / Savings in Demand under the selected programme (Ml/d) input as +ve 2040-41: 0.26238; Gains in Water Available For Use / Savings in Demand under the selected programme (Ml/d) input as +ve 2041-42: 0.26993; Gains in Water Available For Use / Savings in Demand under the selected programme (Ml/d) input as +ve 2042-43: 0.27754; Gains in Water Available For Use / Savings in Demand under the selected programme (Ml/d) input as +ve 2043-44: 0.28521; Gains in Water Available For Use / Savings in Demand under the selected programme (Ml/d) input as +ve 2044-45: 0.29293; Gains in Water Available For Use / Savings in Demand under the selected programme (Ml/d) input as +ve 2045-46: 0.3007; Gains in Water Available For Use / Savings in Demand under the selected programme (Ml/d) input as +ve 2046-47: 0.30852; Gains in Water Available For Use / Savings in Demand under the selected programme (Ml/d) input as +ve 2047-48: 0.3164; Gains in Water Available For Use / Savings in Demand under the selected programme (Ml/d) input as +ve 2048-49: 0.32432; Gains in Water Available For Use / Savings in Demand under the selected programme (Ml/d) input as +ve 2049-50: 0.33229
52dA | NHH scenario 2% | NHH Low | Other water efficiency | Customer Options | N | High PCC | ESWNCT | Ml/d | 2 | Gains in Water Available For Use / Savings in Demand under the selected programme (Ml/d) input as +ve 2021-22: 0; Gains in Water Available For Use / Savings in Demand under the selected programme (Ml/d) input as +ve 2022-23: 0; Gains in Water Available For Use / Savings in Demand under the selected programme (Ml/d) input as +ve 2023-24: 0; Gains in Water Available For Use / Savings in Demand under the selected programme (Ml/d) input as +ve 2024-25: 0; Gains in Water Available For Use / Savings in Demand under the selected programme (Ml/d) input as +ve 2025-26: 0.0051147; Gains in Water Available For Use / Savings in Demand under the selected programme (Ml/d) input as +ve 2026-27: 0.010229; Gains in Water Available For Use / Savings in Demand under the selected programme (Ml/d) input as +ve 2027-28: 0.015344; Gains in Water Available For Use / Savings in Demand under the selected programme (Ml/d) input as +ve 2028-29: 0.020459; Gains in Water Available For Use / Savings in Demand under the selected programme (Ml/d) input as +ve 2029-30: 0.025573; Gains in Water Available For Use / Savings in Demand under the selected programme (Ml/d) input as +ve 2030-31: 0.052078; Gains in Water Available For Use / Savings in Demand under the selected programme (Ml/d) input as +ve 2031-32: 0.078582; Gains in Water Available For Use / Savings in Demand under the selected programme (Ml/d) input as +ve 2032-33: 0.10509; Gains in Water Available For Use / Savings in Demand under the selected programme (Ml/d) input as +ve 2033-34: 0.13159; Gains in Water Available For Use / Savings in Demand under the selected programme (Ml/d) input as +ve 2034-35: 0.15809; Gains in Water Available For Use / Savings in Demand under the selected programme (Ml/d) input as +ve 2035-36: 0.19116; Gains in Water Available For Use / Savings in Demand under the selected programme (Ml/d) input as +ve 2036-37: 0.22423; Gains in Water Available For Use / Savings in Demand under the selected programme (Ml/d) input as +ve 2037-38: 0.25729; Gains in Water Available For Use / Savings in Demand under the selected programme (Ml/d) input as +ve 2038-39: 0.25729; Gains in Water Available For Use / Savings in Demand under the selected programme (Ml/d) input as +ve 2039-40: 0.25729; Gains in Water Available For Use / Savings in Demand under the selected programme (Ml/d) input as +ve 2040-41: 0.25729; Gains in Water Available For Use / Savings in Demand under the selected programme (Ml/d) input as +ve 2041-42: 0.25729; Gains in Water Available For Use / Savings in Demand under the selected programme (Ml/d) input as +ve 2042-43: 0.25729; Gains in Water Available For Use / Savings in Demand under the selected programme (Ml/d) input as +ve 2043-44: 0.25729; Gains in Water Available For Use / Savings in Demand under the selected programme (Ml/d) input as +ve 2044-45: 0.25729; Gains in Water Available For Use / Savings in Demand under the selected programme (Ml/d) input as +ve 2045-46: 0.25729; Gains in Water Available For Use / Savings in Demand under the selected programme (Ml/d) input as +ve 2046-47: 0.25729; Gains in Water Available For Use / Savings in Demand under the selected programme (Ml/d) input as +ve 2047-48: 0.25729; Gains in Water Available For Use / Savings in Demand under the selected programme (Ml/d) input as +ve 2048-49: 0.25729; Gains in Water Available For Use / Savings in Demand under the selected programme (Ml/d) input as +ve 2049-50: 0.25729
52dA | Government Led Interventions | Gov Led | Other water efficiency | Customer Options | N | High PCC | ESWNCT | Ml/d | 2 | Gains in Water Available For Use / Savings in Demand under the selected programme (Ml/d) input as +ve 2021-22: 0; Gains in Water Available For Use / Savings in Demand under the selected programme (Ml/d) input as +ve 2022-23: 0; Gains in Water Available For Use / Savings in Demand under the selected programme (Ml/d) input as +ve 2023-24: 0; Gains in Water Available For Use / Savings in Demand under the selected programme (Ml/d) input as +ve 2024-25: 0; Gains in Water Available For Use / Savings in Demand under the selected programme (Ml/d) input as +ve 2025-26: 0; Gains in Water Available For Use / Savings in Demand under the selected programme (Ml/d) input as +ve 2026-27: 0; Gains in Water Available For Use / Savings in Demand under the selected programme (Ml/d) input as +ve 2027-28: 0.073834; Gains in Water Available For Use / Savings in Demand under the selected programme (Ml/d) input as +ve 2028-29: 0.14712; Gains in Water Available For Use / Savings in Demand under the selected programme (Ml/d) input as +ve 2029-30: 0.22002; Gains in Water Available For Use / Savings in Demand under the selected programme (Ml/d) input as +ve 2030-31: 0.29228; Gains in Water Available For Use / Savings in Demand under the selected programme (Ml/d) input as +ve 2031-32: 0.36418; Gains in Water Available For Use / Savings in Demand under the selected programme (Ml/d) input as +ve 2032-33: 0.43563; Gains in Water Available For Use / Savings in Demand under the selected programme (Ml/d) input as +ve 2033-34: 0.58634; Gains in Water Available For Use / Savings in Demand under the selected programme (Ml/d) input as +ve 2034-35: 0.73653; Gains in Water Available For Use / Savings in Demand under the selected programme (Ml/d) input as +ve 2035-36: 0.88591; Gains in Water Available For Use / Savings in Demand under the selected programme (Ml/d) input as +ve 2036-37: 1.0347; Gains in Water Available For Use / Savings in Demand under the selected programme (Ml/d) input as +ve 2037-38: 1.1825; Gains in Water Available For Use / Savings in Demand under the selected programme (Ml/d) input as +ve 2038-39: 1.33; Gains in Water Available For Use / Savings in Demand under the selected programme (Ml/d) input as +ve 2039-40: 1.4778; Gains in Water Available For Use / Savings in Demand under the selected programme (Ml/d) input as +ve 2040-41: 1.6253; Gains in Water Available For Use / Savings in Demand under the selected programme (Ml/d) input as +ve 2041-42: 1.7724; Gains in Water Available For Use / Savings in Demand under the selected programme (Ml/d) input as +ve 2042-43: 1.9193; Gains in Water Available For Use / Savings in Demand under the selected programme (Ml/d) input as +ve 2043-44: 1.9669; Gains in Water Available For Use / Savings in Demand under the selected programme (Ml/d) input as +ve 2044-45: 2.0146; Gains in Water Available For Use / Savings in Demand under the selected programme (Ml/d) input as +ve 2045-46: 2.0619; Gains in Water Available For Use / Savings in Demand under the selected programme (Ml/d) input as +ve 2046-47: 2.1088; Gains in Water Available For Use / Savings in Demand under the selected programme (Ml/d) input as +ve 2047-48: 2.1559; Gains in Water Available For Use / Savings in Demand under the selected programme (Ml/d) input as +ve 2048-49: 2.2031; Gains in Water Available For Use / Savings in Demand under the selected programme (Ml/d) input as +ve 2049-50: 2.2502
52dA | Delay to new large NHH users to 2032. | NHH delay 2032 HRT | Change in levels of service | Customer Options | N | High PCC | ESWHRT | Ml/d | 2 | Gains in Water Available For Use / Savings in Demand under the selected programme (Ml/d) input as +ve 2021-22: 0; Gains in Water Available For Use / Savings in Demand under the selected programme (Ml/d) input as +ve 2022-23: 4.2757; Gains in Water Available For Use / Savings in Demand under the selected programme (Ml/d) input as +ve 2023-24: 4.0999; Gains in Water Available For Use / Savings in Demand under the selected programme (Ml/d) input as +ve 2024-25: 4.0759; Gains in Water Available For Use / Savings in Demand under the selected programme (Ml/d) input as +ve 2025-26: 3.8978; Gains in Water Available For Use / Savings in Demand under the selected programme (Ml/d) input as +ve 2026-27: 3.8622; Gains in Water Available For Use / Savings in Demand under the selected programme (Ml/d) input as +ve 2027-28: 3.873; Gains in Water Available For Use / Savings in Demand under the selected programme (Ml/d) input as +ve 2028-29: 3.8839; Gains in Water Available For Use / Savings in Demand under the selected programme (Ml/d) input as +ve 2029-30: 3.8941; Gains in Water Available For Use / Savings in Demand under the selected programme (Ml/d) input as +ve 2030-31: 3.9043; Gains in Water Available For Use / Savings in Demand under the selected programme (Ml/d) input as +ve 2031-32: 3.9144; Gains in Water Available For Use / Savings in Demand under the selected programme (Ml/d) input as +ve 2032-33: 0; Gains in Water Available For Use / Savings in Demand under the selected programme (Ml/d) input as +ve 2033-34: 0; Gains in Water Available For Use / Savings in Demand under the selected programme (Ml/d) input as +ve 2034-35: 0; Gains in Water Available For Use / Savings in Demand under the selected programme (Ml/d) input as +ve 2035-36: 0; Gains in Water Available For Use / Savings in Demand under the selected programme (Ml/d) input as +ve 2036-37: 0; Gains in Water Available For Use / Savings in Demand under the selected programme (Ml/d) input as +ve 2037-38: 0; Gains in Water Available For Use / Savings in Demand under the selected programme (Ml/d) input as +ve 2038-39: 0; Gains in Water Available For Use / Savings in Demand under the selected programme (Ml/d) input as +ve 2039-40: 0; Gains in Water Available For Use / Savings in Demand under the selected programme (Ml/d) input as +ve 2040-41: 0; Gains in Water Available For Use / Savings in Demand under the selected programme (Ml/d) input as +ve 2041-42: 0; Gains in Water Available For Use / Savings in Demand under the selected programme (Ml/d) input as +ve 2042-43: 0; Gains in Water Available For Use / Savings in Demand under the selected programme (Ml/d) input as +ve 2043-44: 0; Gains in Water Available For Use / Savings in Demand under the selected programme (Ml/d) input as +ve 2044-45: 0; Gains in Water Available For Use / Savings in Demand under the selected programme (Ml/d) input as +ve 2045-46: 0; Gains in Water Available For Use / Savings in Demand under the selected programme (Ml/d) input as +ve 2046-47: 0; Gains in Water Available For Use / Savings in Demand under the selected programme (Ml/d) input as +ve 2047-48: 0; Gains in Water Available For Use / Savings in Demand under the selected programme (Ml/d) input as +ve 2048-49: 0; Gains in Water Available For Use / Savings in Demand under the selected programme (Ml/d) input as +ve 2049-50: 0
52dA | Metering Option 5 | DMO 5 | Metering compulsory | Customer Options | N | High Environmental Destination | ESWESX | Ml/d | 2 | Gains in Water Available For Use / Savings in Demand under the selected programme (Ml/d) input as +ve 2021-22: 0; Gains in Water Available For Use / Savings in Demand under the selected programme (Ml/d) input as +ve 2022-23: 0; Gains in Water Available For Use / Savings in Demand under the selected programme (Ml/d) input as +ve 2023-24: 0; Gains in Water Available For Use / Savings in Demand under the selected programme (Ml/d) input as +ve 2024-25: 0; Gains in Water Available For Use / Savings in Demand under the selected programme (Ml/d) input as +ve 2025-26: 0.25549; Gains in Water Available For Use / Savings in Demand under the selected programme (Ml/d) input as +ve 2026-27: -0.030921; Gains in Water Available For Use / Savings in Demand under the selected programme (Ml/d) input as +ve 2027-28: 0.088848; Gains in Water Available For Use / Savings in Demand under the selected programme (Ml/d) input as +ve 2028-29: 0.76193; Gains in Water Available For Use / Savings in Demand under the selected programme (Ml/d) input as +ve 2029-30: 1.3909; Gains in Water Available For Use / Savings in Demand under the selected programme (Ml/d) input as +ve 2030-31: 1.903; Gains in Water Available For Use / Savings in Demand under the selected programme (Ml/d) input as +ve 2031-32: 2.3651; Gains in Water Available For Use / Savings in Demand under the selected programme (Ml/d) input as +ve 2032-33: 2.7946; Gains in Water Available For Use / Savings in Demand under the selected programme (Ml/d) input as +ve 2033-34: 3.1804; Gains in Water Available For Use / Savings in Demand under the selected programme (Ml/d) input as +ve 2034-35: 3.5142; Gains in Water Available For Use / Savings in Demand under the selected programme (Ml/d) input as +ve 2035-36: 3.3435; Gains in Water Available For Use / Savings in Demand under the selected programme (Ml/d) input as +ve 2036-37: 3.0946; Gains in Water Available For Use / Savings in Demand under the selected programme (Ml/d) input as +ve 2037-38: 2.9866; Gains in Water Available For Use / Savings in Demand under the selected programme (Ml/d) input as +ve 2038-39: 2.8828; Gains in Water Available For Use / Savings in Demand under the selected programme (Ml/d) input as +ve 2039-40: 2.7823; Gains in Water Available For Use / Savings in Demand under the selected programme (Ml/d) input as +ve 2040-41: 3.315; Gains in Water Available For Use / Savings in Demand under the selected programme (Ml/d) input as +ve 2041-42: 3.2089; Gains in Water Available For Use / Savings in Demand under the selected programme (Ml/d) input as +ve 2042-43: 3.108; Gains in Water Available For Use / Savings in Demand under the selected programme (Ml/d) input as +ve 2043-44: 3.0209; Gains in Water Available For Use / Savings in Demand under the selected programme (Ml/d) input as +ve 2044-45: 2.9369; Gains in Water Available For Use / Savings in Demand under the selected programme (Ml/d) input as +ve 2045-46: 2.3888; Gains in Water Available For Use / Savings in Demand under the selected programme (Ml/d) input as +ve 2046-47: 3.2271; Gains in Water Available For Use / Savings in Demand under the selected programme (Ml/d) input as +ve 2047-48: 3.165; Gains in Water Available For Use / Savings in Demand under the selected programme (Ml/d) input as +ve 2048-49: 3.5426; Gains in Water Available For Use / Savings in Demand under the selected programme (Ml/d) input as +ve 2049-50: 3.4804
52dA | Medium scenario | WEF Medium | Other water efficiency | Customer Options | N | High Environmental Destination | ESWESX | Ml/d | 2 | Gains in Water Available For Use / Savings in Demand under the selected programme (Ml/d) input as +ve 2021-22: 0; Gains in Water Available For Use / Savings in Demand under the selected programme (Ml/d) input as +ve 2022-23: 0; Gains in Water Available For Use / Savings in Demand under the selected programme (Ml/d) input as +ve 2023-24: 0; Gains in Water Available For Use / Savings in Demand under the selected programme (Ml/d) input as +ve 2024-25: 0; Gains in Water Available For Use / Savings in Demand under the selected programme (Ml/d) input as +ve 2025-26: 1.7846; Gains in Water Available For Use / Savings in Demand under the selected programme (Ml/d) input as +ve 2026-27: 3.5427; Gains in Water Available For Use / Savings in Demand under the selected programme (Ml/d) input as +ve 2027-28: 5.3013; Gains in Water Available For Use / Savings in Demand under the selected programme (Ml/d) input as +ve 2028-29: 7.0549; Gains in Water Available For Use / Savings in Demand under the selected programme (Ml/d) input as +ve 2029-30: 8.8018; Gains in Water Available For Use / Savings in Demand under the selected programme (Ml/d) input as +ve 2030-31: 10.43; Gains in Water Available For Use / Savings in Demand under the selected programme (Ml/d) input as +ve 2031-32: 12.069; Gains in Water Available For Use / Savings in Demand under the selected programme (Ml/d) input as +ve 2032-33: 13.6747; Gains in Water Available For Use / Savings in Demand under the selected programme (Ml/d) input as +ve 2033-34: 15.2948; Gains in Water Available For Use / Savings in Demand under the selected programme (Ml/d) input as +ve 2034-35: 16.8794; Gains in Water Available For Use / Savings in Demand under the selected programme (Ml/d) input as +ve 2035-36: 18.4439; Gains in Water Available For Use / Savings in Demand under the selected programme (Ml/d) input as +ve 2036-37: 20.0035; Gains in Water Available For Use / Savings in Demand under the selected programme (Ml/d) input as +ve 2037-38: 21.563; Gains in Water Available For Use / Savings in Demand under the selected programme (Ml/d) input as +ve 2038-39: 23.1224; Gains in Water Available For Use / Savings in Demand under the selected programme (Ml/d) input as +ve 2039-40: 24.6825; Gains in Water Available For Use / Savings in Demand under the selected programme (Ml/d) input as +ve 2040-41: 25.9577; Gains in Water Available For Use / Savings in Demand under the selected programme (Ml/d) input as +ve 2041-42: 27.4395; Gains in Water Available For Use / Savings in Demand under the selected programme (Ml/d) input as +ve 2042-43: 28.9187; Gains in Water Available For Use / Savings in Demand under the selected programme (Ml/d) input as +ve 2043-44: 30.4044; Gains in Water Available For Use / Savings in Demand under the selected programme (Ml/d) input as +ve 2044-45: 31.8958; Gains in Water Available For Use / Savings in Demand under the selected programme (Ml/d) input as +ve 2045-46: 31.7889; Gains in Water Available For Use / Savings in Demand under the selected programme (Ml/d) input as +ve 2046-47: 31.3328; Gains in Water Available For Use / Savings in Demand under the selected programme (Ml/d) input as +ve 2047-48: 31.3093; Gains in Water Available For Use / Savings in Demand under the selected programme (Ml/d) input as +ve 2048-49: 31.0769; Gains in Water Available For Use / Savings in Demand under the selected programme (Ml/d) input as +ve 2049-50: 31.0572
52dA | Smart scenario | HH Smart | Other water efficiency | Customer Options | N | High Environmental Destination | ESWESX | Ml/d | 2 | Gains in Water Available For Use / Savings in Demand under the selected programme (Ml/d) input as +ve 2021-22: 0; Gains in Water Available For Use / Savings in Demand under the selected programme (Ml/d) input as +ve 2022-23: 0; Gains in Water Available For Use / Savings in Demand under the selected programme (Ml/d) input as +ve 2023-24: 0; Gains in Water Available For Use / Savings in Demand under the selected programme (Ml/d) input as +ve 2024-25: 0; Gains in Water Available For Use / Savings in Demand under the selected programme (Ml/d) input as +ve 2025-26: 0.39249; Gains in Water Available For Use / Savings in Demand under the selected programme (Ml/d) input as +ve 2026-27: 0.8987; Gains in Water Available For Use / Savings in Demand under the selected programme (Ml/d) input as +ve 2027-28: 1.4329; Gains in Water Available For Use / Savings in Demand under the selected programme (Ml/d) input as +ve 2028-29: 2.0499; Gains in Water Available For Use / Savings in Demand under the selected programme (Ml/d) input as +ve 2029-30: 2.6688; Gains in Water Available For Use / Savings in Demand under the selected programme (Ml/d) input as +ve 2030-31: 3.3308; Gains in Water Available For Use / Savings in Demand under the selected programme (Ml/d) input as +ve 2031-32: 3.9954; Gains in Water Available For Use / Savings in Demand under the selected programme (Ml/d) input as +ve 2032-33: 4.6482; Gains in Water Available For Use / Savings in Demand under the selected programme (Ml/d) input as +ve 2033-34: 5.3052; Gains in Water Available For Use / Savings in Demand under the selected programme (Ml/d) input as +ve 2034-35: 5.9493; Gains in Water Available For Use / Savings in Demand under the selected programme (Ml/d) input as +ve 2035-36: 5.9341; Gains in Water Available For Use / Savings in Demand under the selected programme (Ml/d) input as +ve 2036-37: 5.9199; Gains in Water Available For Use / Savings in Demand under the selected programme (Ml/d) input as +ve 2037-38: 5.9077; Gains in Water Available For Use / Savings in Demand under the selected programme (Ml/d) input as +ve 2038-39: 5.8973; Gains in Water Available For Use / Savings in Demand under the selected programme (Ml/d) input as +ve 2039-40: 5.8883; Gains in Water Available For Use / Savings in Demand under the selected programme (Ml/d) input as +ve 2040-41: 5.8272; Gains in Water Available For Use / Savings in Demand under the selected programme (Ml/d) input as +ve 2041-42: 5.8167; Gains in Water Available For Use / Savings in Demand under the selected programme (Ml/d) input as +ve 2042-43: 5.8068; Gains in Water Available For Use / Savings in Demand under the selected programme (Ml/d) input as +ve 2043-44: 5.7991; Gains in Water Available For Use / Savings in Demand under the selected programme (Ml/d) input as +ve 2044-45: 5.7932; Gains in Water Available For Use / Savings in Demand under the selected programme (Ml/d) input as +ve 2045-46: 5.7738; Gains in Water Available For Use / Savings in Demand under the selected programme (Ml/d) input as +ve 2046-47: 5.6909; Gains in Water Available For Use / Savings in Demand under the selected programme (Ml/d) input as +ve 2047-48: 5.6867; Gains in Water Available For Use / Savings in Demand under the selected programme (Ml/d) input as +ve 2048-49: 5.6445; Gains in Water Available For Use / Savings in Demand under the selected programme (Ml/d) input as +ve 2049-50: 5.6409
52cA | 40% reduction by 2050 - DL | LEAK 2 | Other leakage control | Distribution Options | N | High Environmental Destination | ESWESX | Ml/d | 2 | Gains in Water Available For Use / Savings in Demand under the selected programme (Ml/d) input as +ve 2021-22: 0; Gains in Water Available For Use / Savings in Demand under the selected programme (Ml/d) input as +ve 2022-23: 0; Gains in Water Available For Use / Savings in Demand under the selected programme (Ml/d) input as +ve 2023-24: 0; Gains in Water Available For Use / Savings in Demand under the selected programme (Ml/d) input as +ve 2024-25: 0; Gains in Water Available For Use / Savings in Demand under the selected programme (Ml/d) input as +ve 2025-26: 0.20074; Gains in Water Available For Use / Savings in Demand under the selected programme (Ml/d) input as +ve 2026-27: 0.29801; Gains in Water Available For Use / Savings in Demand under the selected programme (Ml/d) input as +ve 2027-28: 0.51191; Gains in Water Available For Use / Savings in Demand under the selected programme (Ml/d) input as +ve 2028-29: 0.75059; Gains in Water Available For Use / Savings in Demand under the selected programme (Ml/d) input as +ve 2029-30: 0.97523; Gains in Water Available For Use / Savings in Demand under the selected programme (Ml/d) input as +ve 2030-31: 1.2145; Gains in Water Available For Use / Savings in Demand under the selected programme (Ml/d) input as +ve 2031-32: 1.4687; Gains in Water Available For Use / Savings in Demand under the selected programme (Ml/d) input as +ve 2032-33: 1.7257; Gains in Water Available For Use / Savings in Demand under the selected programme (Ml/d) input as +ve 2033-34: 1.9858; Gains in Water Available For Use / Savings in Demand under the selected programme (Ml/d) input as +ve 2034-35: 2.2479; Gains in Water Available For Use / Savings in Demand under the selected programme (Ml/d) input as +ve 2035-36: 2.5807; Gains in Water Available For Use / Savings in Demand under the selected programme (Ml/d) input as +ve 2036-37: 2.9814; Gains in Water Available For Use / Savings in Demand under the selected programme (Ml/d) input as +ve 2037-38: 3.3809; Gains in Water Available For Use / Savings in Demand under the selected programme (Ml/d) input as +ve 2038-39: 3.7793; Gains in Water Available For Use / Savings in Demand under the selected programme (Ml/d) input as +ve 2039-40: 4.1764; Gains in Water Available For Use / Savings in Demand under the selected programme (Ml/d) input as +ve 2040-41: 4.5722; Gains in Water Available For Use / Savings in Demand under the selected programme (Ml/d) input as +ve 2041-42: 4.9668; Gains in Water Available For Use / Savings in Demand under the selected programme (Ml/d) input as +ve 2042-43: 5.36; Gains in Water Available For Use / Savings in Demand under the selected programme (Ml/d) input as +ve 2043-44: 5.7518; Gains in Water Available For Use / Savings in Demand under the selected programme (Ml/d) input as +ve 2044-45: 6.1422; Gains in Water Available For Use / Savings in Demand under the selected programme (Ml/d) input as +ve 2045-46: 6.5312; Gains in Water Available For Use / Savings in Demand under the selected programme (Ml/d) input as +ve 2046-47: 6.9187; Gains in Water Available For Use / Savings in Demand under the selected programme (Ml/d) input as +ve 2047-48: 7.3047; Gains in Water Available For Use / Savings in Demand under the selected programme (Ml/d) input as +ve 2048-49: 7.6892; Gains in Water Available For Use / Savings in Demand under the selected programme (Ml/d) input as +ve 2049-50: 8.0722
52dA | 40% reduction by 2050 - SPL | LEAK 4 | Supply pipe repairs / replacement | Customer Options | N | High Environmental Destination | ESWESX | Ml/d | 2 | Gains in Water Available For Use / Savings in Demand under the selected programme (Ml/d) input as +ve 2021-22: 0; Gains in Water Available For Use / Savings in Demand under the selected programme (Ml/d) input as +ve 2022-23: 0; Gains in Water Available For Use / Savings in Demand under the selected programme (Ml/d) input as +ve 2023-24: 0; Gains in Water Available For Use / Savings in Demand under the selected programme (Ml/d) input as +ve 2024-25: 0; Gains in Water Available For Use / Savings in Demand under the selected programme (Ml/d) input as +ve 2025-26: 0.29383; Gains in Water Available For Use / Savings in Demand under the selected programme (Ml/d) input as +ve 2026-27: 0.69112; Gains in Water Available For Use / Savings in Demand under the selected programme (Ml/d) input as +ve 2027-28: 0.97179; Gains in Water Available For Use / Savings in Demand under the selected programme (Ml/d) input as +ve 2028-29: 1.2277; Gains in Water Available For Use / Savings in Demand under the selected programme (Ml/d) input as +ve 2029-30: 1.4976; Gains in Water Available For Use / Savings in Demand under the selected programme (Ml/d) input as +ve 2030-31: 1.7529; Gains in Water Available For Use / Savings in Demand under the selected programme (Ml/d) input as +ve 2031-32: 1.9933; Gains in Water Available For Use / Savings in Demand under the selected programme (Ml/d) input as +ve 2032-33: 2.2309; Gains in Water Available For Use / Savings in Demand under the selected programme (Ml/d) input as +ve 2033-34: 2.4653; Gains in Water Available For Use / Savings in Demand under the selected programme (Ml/d) input as +ve 2034-35: 2.6977; Gains in Water Available For Use / Savings in Demand under the selected programme (Ml/d) input as +ve 2035-36: 2.8596; Gains in Water Available For Use / Savings in Demand under the selected programme (Ml/d) input as +ve 2036-37: 2.9534; Gains in Water Available For Use / Savings in Demand under the selected programme (Ml/d) input as +ve 2037-38: 3.0484; Gains in Water Available For Use / Savings in Demand under the selected programme (Ml/d) input as +ve 2038-39: 3.1447; Gains in Water Available For Use / Savings in Demand under the selected programme (Ml/d) input as +ve 2039-40: 3.2421; Gains in Water Available For Use / Savings in Demand under the selected programme (Ml/d) input as +ve 2040-41: 3.3409; Gains in Water Available For Use / Savings in Demand under the selected programme (Ml/d) input as +ve 2041-42: 3.4409; Gains in Water Available For Use / Savings in Demand under the selected programme (Ml/d) input as +ve 2042-43: 3.5423; Gains in Water Available For Use / Savings in Demand under the selected programme (Ml/d) input as +ve 2043-44: 3.645; Gains in Water Available For Use / Savings in Demand under the selected programme (Ml/d) input as +ve 2044-45: 3.7491; Gains in Water Available For Use / Savings in Demand under the selected programme (Ml/d) input as +ve 2045-46: 3.8547; Gains in Water Available For Use / Savings in Demand under the selected programme (Ml/d) input as +ve 2046-47: 3.9618; Gains in Water Available For Use / Savings in Demand under the selected programme (Ml/d) input as +ve 2047-48: 4.0703; Gains in Water Available For Use / Savings in Demand under the selected programme (Ml/d) input as +ve 2048-49: 4.1804; Gains in Water Available For Use / Savings in Demand under the selected programme (Ml/d) input as +ve 2049-50: 4.292
52dA | NHH scenario 9% | NHH | Other water efficiency | Customer Options | N | High Environmental Destination | ESWESX | Ml/d | 2 | Gains in Water Available For Use / Savings in Demand under the selected programme (Ml/d) input as +ve 2021-22: 0; Gains in Water Available For Use / Savings in Demand under the selected programme (Ml/d) input as +ve 2022-23: 0; Gains in Water Available For Use / Savings in Demand under the selected programme (Ml/d) input as +ve 2023-24: 0; Gains in Water Available For Use / Savings in Demand under the selected programme (Ml/d) input as +ve 2024-25: 0; Gains in Water Available For Use / Savings in Demand under the selected programme (Ml/d) input as +ve 2025-26: 0.21882; Gains in Water Available For Use / Savings in Demand under the selected programme (Ml/d) input as +ve 2026-27: 0.43764; Gains in Water Available For Use / Savings in Demand under the selected programme (Ml/d) input as +ve 2027-28: 0.65645; Gains in Water Available For Use / Savings in Demand under the selected programme (Ml/d) input as +ve 2028-29: 0.87527; Gains in Water Available For Use / Savings in Demand under the selected programme (Ml/d) input as +ve 2029-30: 1.0941; Gains in Water Available For Use / Savings in Demand under the selected programme (Ml/d) input as +ve 2030-31: 1.592; Gains in Water Available For Use / Savings in Demand under the selected programme (Ml/d) input as +ve 2031-32: 2.0899; Gains in Water Available For Use / Savings in Demand under the selected programme (Ml/d) input as +ve 2032-33: 2.5878; Gains in Water Available For Use / Savings in Demand under the selected programme (Ml/d) input as +ve 2033-34: 3.0857; Gains in Water Available For Use / Savings in Demand under the selected programme (Ml/d) input as +ve 2034-35: 3.5836; Gains in Water Available For Use / Savings in Demand under the selected programme (Ml/d) input as +ve 2035-36: 4.0542; Gains in Water Available For Use / Savings in Demand under the selected programme (Ml/d) input as +ve 2036-37: 4.5248; Gains in Water Available For Use / Savings in Demand under the selected programme (Ml/d) input as +ve 2037-38: 4.9954; Gains in Water Available For Use / Savings in Demand under the selected programme (Ml/d) input as +ve 2038-39: 4.9954; Gains in Water Available For Use / Savings in Demand under the selected programme (Ml/d) input as +ve 2039-40: 4.9954; Gains in Water Available For Use / Savings in Demand under the selected programme (Ml/d) input as +ve 2040-41: 4.9954; Gains in Water Available For Use / Savings in Demand under the selected programme (Ml/d) input as +ve 2041-42: 4.9954; Gains in Water Available For Use / Savings in Demand under the selected programme (Ml/d) input as +ve 2042-43: 4.9954; Gains in Water Available For Use / Savings in Demand under the selected programme (Ml/d) input as +ve 2043-44: 4.9954; Gains in Water Available For Use / Savings in Demand under the selected programme (Ml/d) input as +ve 2044-45: 4.9954; Gains in Water Available For Use / Savings in Demand under the selected programme (Ml/d) input as +ve 2045-46: 4.9954; Gains in Water Available For Use / Savings in Demand under the selected programme (Ml/d) input as +ve 2046-47: 4.9954; Gains in Water Available For Use / Savings in Demand under the selected programme (Ml/d) input as +ve 2047-48: 4.9954; Gains in Water Available For Use / Savings in Demand under the selected programme (Ml/d) input as +ve 2048-49: 4.9954; Gains in Water Available For Use / Savings in Demand under the selected programme (Ml/d) input as +ve 2049-50: 4.9954
52dA | Government Led Interventions | Gov Led | Other water efficiency | Customer Options | N | High Environmental Destination | ESWESX | Ml/d | 2 | Gains in Water Available For Use / Savings in Demand under the selected programme (Ml/d) input as +ve 2021-22: 0; Gains in Water Available For Use / Savings in Demand under the selected programme (Ml/d) input as +ve 2022-23: 0; Gains in Water Available For Use / Savings in Demand under the selected programme (Ml/d) input as +ve 2023-24: 0; Gains in Water Available For Use / Savings in Demand under the selected programme (Ml/d) input as +ve 2024-25: 0; Gains in Water Available For Use / Savings in Demand under the selected programme (Ml/d) input as +ve 2025-26: 0; Gains in Water Available For Use / Savings in Demand under the selected programme (Ml/d) input as +ve 2026-27: 0; Gains in Water Available For Use / Savings in Demand under the selected programme (Ml/d) input as +ve 2027-28: 0.59988; Gains in Water Available For Use / Savings in Demand under the selected programme (Ml/d) input as +ve 2028-29: 1.1975; Gains in Water Available For Use / Savings in Demand under the selected programme (Ml/d) input as +ve 2029-30: 1.7946; Gains in Water Available For Use / Savings in Demand under the selected programme (Ml/d) input as +ve 2030-31: 2.3822; Gains in Water Available For Use / Savings in Demand under the selected programme (Ml/d) input as +ve 2031-32: 2.9708; Gains in Water Available For Use / Savings in Demand under the selected programme (Ml/d) input as +ve 2032-33: 3.5502; Gains in Water Available For Use / Savings in Demand under the selected programme (Ml/d) input as +ve 2033-34: 4.7818; Gains in Water Available For Use / Savings in Demand under the selected programme (Ml/d) input as +ve 2034-35: 5.9977; Gains in Water Available For Use / Savings in Demand under the selected programme (Ml/d) input as +ve 2035-36: 7.2141; Gains in Water Available For Use / Savings in Demand under the selected programme (Ml/d) input as +ve 2036-37: 8.4273; Gains in Water Available For Use / Savings in Demand under the selected programme (Ml/d) input as +ve 2037-38: 9.6363; Gains in Water Available For Use / Savings in Demand under the selected programme (Ml/d) input as +ve 2038-39: 10.8434; Gains in Water Available For Use / Savings in Demand under the selected programme (Ml/d) input as +ve 2039-40: 12.0492; Gains in Water Available For Use / Savings in Demand under the selected programme (Ml/d) input as +ve 2040-41: 13.1339; Gains in Water Available For Use / Savings in Demand under the selected programme (Ml/d) input as +ve 2041-42: 14.3178; Gains in Water Available For Use / Savings in Demand under the selected programme (Ml/d) input as +ve 2042-43: 15.5007; Gains in Water Available For Use / Savings in Demand under the selected programme (Ml/d) input as +ve 2043-44: 15.8858; Gains in Water Available For Use / Savings in Demand under the selected programme (Ml/d) input as +ve 2044-45: 16.2764; Gains in Water Available For Use / Savings in Demand under the selected programme (Ml/d) input as +ve 2045-46: 16.6272; Gains in Water Available For Use / Savings in Demand under the selected programme (Ml/d) input as +ve 2046-47: 16.7883; Gains in Water Available For Use / Savings in Demand under the selected programme (Ml/d) input as +ve 2047-48: 17.1752; Gains in Water Available For Use / Savings in Demand under the selected programme (Ml/d) input as +ve 2048-49: 17.4441; Gains in Water Available For Use / Savings in Demand under the selected programme (Ml/d) input as +ve 2049-50: 17.8292
52dA | Metering Option 5 | DMO 5 | Metering compulsory | Customer Options | N | High Environmental Destination | ESWBLY | Ml/d | 2 | Gains in Water Available For Use / Savings in Demand under the selected programme (Ml/d) input as +ve 2021-22: 0; Gains in Water Available For Use / Savings in Demand under the selected programme (Ml/d) input as +ve 2022-23: 0; Gains in Water Available For Use / Savings in Demand under the selected programme (Ml/d) input as +ve 2023-24: 0; Gains in Water Available For Use / Savings in Demand under the selected programme (Ml/d) input as +ve 2024-25: 0; Gains in Water Available For Use / Savings in Demand under the selected programme (Ml/d) input as +ve 2025-26: -0.012394; Gains in Water Available For Use / Savings in Demand under the selected programme (Ml/d) input as +ve 2026-27: -0.026198; Gains in Water Available For Use / Savings in Demand under the selected programme (Ml/d) input as +ve 2027-28: -0.029349; Gains in Water Available For Use / Savings in Demand under the selected programme (Ml/d) input as +ve 2028-29: -0.032194; Gains in Water Available For Use / Savings in Demand under the selected programme (Ml/d) input as +ve 2029-30: -0.0043355; Gains in Water Available For Use / Savings in Demand under the selected programme (Ml/d) input as +ve 2030-31: 0.047867; Gains in Water Available For Use / Savings in Demand under the selected programme (Ml/d) input as +ve 2031-32: 0.071662; Gains in Water Available For Use / Savings in Demand under the selected programme (Ml/d) input as +ve 2032-33: 0.083741; Gains in Water Available For Use / Savings in Demand under the selected programme (Ml/d) input as +ve 2033-34: 0.094356; Gains in Water Available For Use / Savings in Demand under the selected programme (Ml/d) input as +ve 2034-35: 0.10431; Gains in Water Available For Use / Savings in Demand under the selected programme (Ml/d) input as +ve 2035-36: 0.10347; Gains in Water Available For Use / Savings in Demand under the selected programme (Ml/d) input as +ve 2036-37: 0.10275; Gains in Water Available For Use / Savings in Demand under the selected programme (Ml/d) input as +ve 2037-38: 0.10215; Gains in Water Available For Use / Savings in Demand under the selected programme (Ml/d) input as +ve 2038-39: 0.10161; Gains in Water Available For Use / Savings in Demand under the selected programme (Ml/d) input as +ve 2039-40: 0.10102; Gains in Water Available For Use / Savings in Demand under the selected programme (Ml/d) input as +ve 2040-41: 0.10031; Gains in Water Available For Use / Savings in Demand under the selected programme (Ml/d) input as +ve 2041-42: 0.099836; Gains in Water Available For Use / Savings in Demand under the selected programme (Ml/d) input as +ve 2042-43: 0.099425; Gains in Water Available For Use / Savings in Demand under the selected programme (Ml/d) input as +ve 2043-44: 0.09941; Gains in Water Available For Use / Savings in Demand under the selected programme (Ml/d) input as +ve 2044-45: 0.099437; Gains in Water Available For Use / Savings in Demand under the selected programme (Ml/d) input as +ve 2045-46: 0.099467; Gains in Water Available For Use / Savings in Demand under the selected programme (Ml/d) input as +ve 2046-47: 0.09955; Gains in Water Available For Use / Savings in Demand under the selected programme (Ml/d) input as +ve 2047-48: 0.099653; Gains in Water Available For Use / Savings in Demand under the selected programme (Ml/d) input as +ve 2048-49: 0.099775; Gains in Water Available For Use / Savings in Demand under the selected programme (Ml/d) input as +ve 2049-50: 0.099896
52dA | Medium scenario | WEF Medium | Other water efficiency | Customer Options | N | High Environmental Destination | ESWBLY | Ml/d | 2 | Gains in Water Available For Use / Savings in Demand under the selected programme (Ml/d) input as +ve 2021-22: 0; Gains in Water Available For Use / Savings in Demand under the selected programme (Ml/d) input as +ve 2022-23: 0; Gains in Water Available For Use / Savings in Demand under the selected programme (Ml/d) input as +ve 2023-24: 0; Gains in Water Available For Use / Savings in Demand under the selected programme (Ml/d) input as +ve 2024-25: 0; Gains in Water Available For Use / Savings in Demand under the selected programme (Ml/d) input as +ve 2025-26: 0.03569; Gains in Water Available For Use / Savings in Demand under the selected programme (Ml/d) input as +ve 2026-27: 0.07085; Gains in Water Available For Use / Savings in Demand under the selected programme (Ml/d) input as +ve 2027-28: 0.10571; Gains in Water Available For Use / Savings in Demand under the selected programme (Ml/d) input as +ve 2028-29: 0.14015; Gains in Water Available For Use / Savings in Demand under the selected programme (Ml/d) input as +ve 2029-30: 0.17383; Gains in Water Available For Use / Savings in Demand under the selected programme (Ml/d) input as +ve 2030-31: 0.20584; Gains in Water Available For Use / Savings in Demand under the selected programme (Ml/d) input as +ve 2031-32: 0.23782; Gains in Water Available For Use / Savings in Demand under the selected programme (Ml/d) input as +ve 2032-33: 0.26964; Gains in Water Available For Use / Savings in Demand under the selected programme (Ml/d) input as +ve 2033-34: 0.30117; Gains in Water Available For Use / Savings in Demand under the selected programme (Ml/d) input as +ve 2034-35: 0.33249; Gains in Water Available For Use / Savings in Demand under the selected programme (Ml/d) input as +ve 2035-36: 0.34078; Gains in Water Available For Use / Savings in Demand under the selected programme (Ml/d) input as +ve 2036-37: 0.34897; Gains in Water Available For Use / Savings in Demand under the selected programme (Ml/d) input as +ve 2037-38: 0.35727; Gains in Water Available For Use / Savings in Demand under the selected programme (Ml/d) input as +ve 2038-39: 0.36563; Gains in Water Available For Use / Savings in Demand under the selected programme (Ml/d) input as +ve 2039-40: 0.37379; Gains in Water Available For Use / Savings in Demand under the selected programme (Ml/d) input as +ve 2040-41: 0.38159; Gains in Water Available For Use / Savings in Demand under the selected programme (Ml/d) input as +ve 2041-42: 0.38953; Gains in Water Available For Use / Savings in Demand under the selected programme (Ml/d) input as +ve 2042-43: 0.39748; Gains in Water Available For Use / Savings in Demand under the selected programme (Ml/d) input as +ve 2043-44: 0.40548; Gains in Water Available For Use / Savings in Demand under the selected programme (Ml/d) input as +ve 2044-45: 0.41349; Gains in Water Available For Use / Savings in Demand under the selected programme (Ml/d) input as +ve 2045-46: 0.42116; Gains in Water Available For Use / Savings in Demand under the selected programme (Ml/d) input as +ve 2046-47: 0.42885; Gains in Water Available For Use / Savings in Demand under the selected programme (Ml/d) input as +ve 2047-48: 0.43665; Gains in Water Available For Use / Savings in Demand under the selected programme (Ml/d) input as +ve 2048-49: 0.44454; Gains in Water Available For Use / Savings in Demand under the selected programme (Ml/d) input as +ve 2049-50: 0.44401
52dA | Smart scenario | HH Smart | Other water efficiency | Customer Options | N | High Environmental Destination | ESWBLY | Ml/d | 2 | Gains in Water Available For Use / Savings in Demand under the selected programme (Ml/d) input as +ve 2021-22: 0; Gains in Water Available For Use / Savings in Demand under the selected programme (Ml/d) input as +ve 2022-23: 0; Gains in Water Available For Use / Savings in Demand under the selected programme (Ml/d) input as +ve 2023-24: 0; Gains in Water Available For Use / Savings in Demand under the selected programme (Ml/d) input as +ve 2024-25: 0; Gains in Water Available For Use / Savings in Demand under the selected programme (Ml/d) input as +ve 2025-26: 0.013178; Gains in Water Available For Use / Savings in Demand under the selected programme (Ml/d) input as +ve 2026-27: 0.039369; Gains in Water Available For Use / Savings in Demand under the selected programme (Ml/d) input as +ve 2027-28: 0.043888; Gains in Water Available For Use / Savings in Demand under the selected programme (Ml/d) input as +ve 2028-29: 0.083937; Gains in Water Available For Use / Savings in Demand under the selected programme (Ml/d) input as +ve 2029-30: 0.12562; Gains in Water Available For Use / Savings in Demand under the selected programme (Ml/d) input as +ve 2030-31: 0.14181; Gains in Water Available For Use / Savings in Demand under the selected programme (Ml/d) input as +ve 2031-32: 0.15805; Gains in Water Available For Use / Savings in Demand under the selected programme (Ml/d) input as +ve 2032-33: 0.1742; Gains in Water Available For Use / Savings in Demand under the selected programme (Ml/d) input as +ve 2033-34: 0.1902; Gains in Water Available For Use / Savings in Demand under the selected programme (Ml/d) input as +ve 2034-35: 0.2061; Gains in Water Available For Use / Savings in Demand under the selected programme (Ml/d) input as +ve 2035-36: 0.2055; Gains in Water Available For Use / Savings in Demand under the selected programme (Ml/d) input as +ve 2036-37: 0.20485; Gains in Water Available For Use / Savings in Demand under the selected programme (Ml/d) input as +ve 2037-38: 0.20428; Gains in Water Available For Use / Savings in Demand under the selected programme (Ml/d) input as +ve 2038-39: 0.20376; Gains in Water Available For Use / Savings in Demand under the selected programme (Ml/d) input as +ve 2039-40: 0.20317; Gains in Water Available For Use / Savings in Demand under the selected programme (Ml/d) input as +ve 2040-41: 0.20257; Gains in Water Available For Use / Savings in Demand under the selected programme (Ml/d) input as +ve 2041-42: 0.20204; Gains in Water Available For Use / Savings in Demand under the selected programme (Ml/d) input as +ve 2042-43: 0.20155; Gains in Water Available For Use / Savings in Demand under the selected programme (Ml/d) input as +ve 2043-44: 0.2011; Gains in Water Available For Use / Savings in Demand under the selected programme (Ml/d) input as +ve 2044-45: 0.20067; Gains in Water Available For Use / Savings in Demand under the selected programme (Ml/d) input as +ve 2045-46: 0.20025; Gains in Water Available For Use / Savings in Demand under the selected programme (Ml/d) input as +ve 2046-47: 0.19986; Gains in Water Available For Use / Savings in Demand under the selected programme (Ml/d) input as +ve 2047-48: 0.19953; Gains in Water Available For Use / Savings in Demand under the selected programme (Ml/d) input as +ve 2048-49: 0.19926; Gains in Water Available For Use / Savings in Demand under the selected programme (Ml/d) input as +ve 2049-50: 0.20749
52cA | 40% reduction by 2050 - DL | LEAK 2 | Other leakage control | Distribution Options | N | High Environmental Destination | ESWBLY | Ml/d | 2 | Gains in Water Available For Use / Savings in Demand under the selected programme (Ml/d) input as +ve 2021-22: 0; Gains in Water Available For Use / Savings in Demand under the selected programme (Ml/d) input as +ve 2022-23: 0; Gains in Water Available For Use / Savings in Demand under the selected programme (Ml/d) input as +ve 2023-24: 0; Gains in Water Available For Use / Savings in Demand under the selected programme (Ml/d) input as +ve 2024-25: 0; Gains in Water Available For Use / Savings in Demand under the selected programme (Ml/d) input as +ve 2025-26: 0.016013; Gains in Water Available For Use / Savings in Demand under the selected programme (Ml/d) input as +ve 2026-27: 0.032298; Gains in Water Available For Use / Savings in Demand under the selected programme (Ml/d) input as +ve 2027-28: 0.046891; Gains in Water Available For Use / Savings in Demand under the selected programme (Ml/d) input as +ve 2028-29: 0.061476; Gains in Water Available For Use / Savings in Demand under the selected programme (Ml/d) input as +ve 2029-30: 0.067705; Gains in Water Available For Use / Savings in Demand under the selected programme (Ml/d) input as +ve 2030-31: 0.06822; Gains in Water Available For Use / Savings in Demand under the selected programme (Ml/d) input as +ve 2031-32: 0.076905; Gains in Water Available For Use / Savings in Demand under the selected programme (Ml/d) input as +ve 2032-33: 0.091173; Gains in Water Available For Use / Savings in Demand under the selected programme (Ml/d) input as +ve 2033-34: 0.10543; Gains in Water Available For Use / Savings in Demand under the selected programme (Ml/d) input as +ve 2034-35: 0.11967; Gains in Water Available For Use / Savings in Demand under the selected programme (Ml/d) input as +ve 2035-36: 0.13389; Gains in Water Available For Use / Savings in Demand under the selected programme (Ml/d) input as +ve 2036-37: 0.1481; Gains in Water Available For Use / Savings in Demand under the selected programme (Ml/d) input as +ve 2037-38: 0.1623; Gains in Water Available For Use / Savings in Demand under the selected programme (Ml/d) input as +ve 2038-39: 0.17649; Gains in Water Available For Use / Savings in Demand under the selected programme (Ml/d) input as +ve 2039-40: 0.19066; Gains in Water Available For Use / Savings in Demand under the selected programme (Ml/d) input as +ve 2040-41: 0.20482; Gains in Water Available For Use / Savings in Demand under the selected programme (Ml/d) input as +ve 2041-42: 0.21896; Gains in Water Available For Use / Savings in Demand under the selected programme (Ml/d) input as +ve 2042-43: 0.23309; Gains in Water Available For Use / Savings in Demand under the selected programme (Ml/d) input as +ve 2043-44: 0.2472; Gains in Water Available For Use / Savings in Demand under the selected programme (Ml/d) input as +ve 2044-45: 0.26131; Gains in Water Available For Use / Savings in Demand under the selected programme (Ml/d) input as +ve 2045-46: 0.2754; Gains in Water Available For Use / Savings in Demand under the selected programme (Ml/d) input as +ve 2046-47: 0.28948; Gains in Water Available For Use / Savings in Demand under the selected programme (Ml/d) input as +ve 2047-48: 0.30356; Gains in Water Available For Use / Savings in Demand under the selected programme (Ml/d) input as +ve 2048-49: 0.31762; Gains in Water Available For Use / Savings in Demand under the selected programme (Ml/d) input as +ve 2049-50: 0.33168
52dA | 40% reduction by 2050 - SPL | LEAK 4 | Supply pipe repairs / replacement | Customer Options | N | High Environmental Destination | ESWBLY | Ml/d | 2 | Gains in Water Available For Use / Savings in Demand under the selected programme (Ml/d) input as +ve 2021-22: 0; Gains in Water Available For Use / Savings in Demand under the selected programme (Ml/d) input as +ve 2022-23: 0; Gains in Water Available For Use / Savings in Demand under the selected programme (Ml/d) input as +ve 2023-24: 0; Gains in Water Available For Use / Savings in Demand under the selected programme (Ml/d) input as +ve 2024-25: 0; Gains in Water Available For Use / Savings in Demand under the selected programme (Ml/d) input as +ve 2025-26: -0.00034263; Gains in Water Available For Use / Savings in Demand under the selected programme (Ml/d) input as +ve 2026-27: -0.00095738; Gains in Water Available For Use / Savings in Demand under the selected programme (Ml/d) input as +ve 2027-28: 0.00011927; Gains in Water Available For Use / Savings in Demand under the selected programme (Ml/d) input as +ve 2028-29: 0.0012047; Gains in Water Available For Use / Savings in Demand under the selected programme (Ml/d) input as +ve 2029-30: 0.010646; Gains in Water Available For Use / Savings in Demand under the selected programme (Ml/d) input as +ve 2030-31: 0.025801; Gains in Water Available For Use / Savings in Demand under the selected programme (Ml/d) input as +ve 2031-32: 0.032787; Gains in Water Available For Use / Savings in Demand under the selected programme (Ml/d) input as +ve 2032-33: 0.034188; Gains in Water Available For Use / Savings in Demand under the selected programme (Ml/d) input as +ve 2033-34: 0.035604; Gains in Water Available For Use / Savings in Demand under the selected programme (Ml/d) input as +ve 2034-35: 0.037034; Gains in Water Available For Use / Savings in Demand under the selected programme (Ml/d) input as +ve 2035-36: 0.038479; Gains in Water Available For Use / Savings in Demand under the selected programme (Ml/d) input as +ve 2036-37: 0.039938; Gains in Water Available For Use / Savings in Demand under the selected programme (Ml/d) input as +ve 2037-38: 0.04141; Gains in Water Available For Use / Savings in Demand under the selected programme (Ml/d) input as +ve 2038-39: 0.042894; Gains in Water Available For Use / Savings in Demand under the selected programme (Ml/d) input as +ve 2039-40: 0.044389; Gains in Water Available For Use / Savings in Demand under the selected programme (Ml/d) input as +ve 2040-41: 0.045903; Gains in Water Available For Use / Savings in Demand under the selected programme (Ml/d) input as +ve 2041-42: 0.047435; Gains in Water Available For Use / Savings in Demand under the selected programme (Ml/d) input as +ve 2042-43: 0.048978; Gains in Water Available For Use / Savings in Demand under the selected programme (Ml/d) input as +ve 2043-44: 0.050533; Gains in Water Available For Use / Savings in Demand under the selected programme (Ml/d) input as +ve 2044-45: 0.052099; Gains in Water Available For Use / Savings in Demand under the selected programme (Ml/d) input as +ve 2045-46: 0.053676; Gains in Water Available For Use / Savings in Demand under the selected programme (Ml/d) input as +ve 2046-47: 0.055263; Gains in Water Available For Use / Savings in Demand under the selected programme (Ml/d) input as +ve 2047-48: 0.056858; Gains in Water Available For Use / Savings in Demand under the selected programme (Ml/d) input as +ve 2048-49: 0.058461; Gains in Water Available For Use / Savings in Demand under the selected programme (Ml/d) input as +ve 2049-50: 0.060072
52dA | NHH scenario 9% | NHH | Other water efficiency | Customer Options | N | High Environmental Destination | ESWBLY | Ml/d | 2 | Gains in Water Available For Use / Savings in Demand under the selected programme (Ml/d) input as +ve 2021-22: 0; Gains in Water Available For Use / Savings in Demand under the selected programme (Ml/d) input as +ve 2022-23: 0; Gains in Water Available For Use / Savings in Demand under the selected programme (Ml/d) input as +ve 2023-24: 0; Gains in Water Available For Use / Savings in Demand under the selected programme (Ml/d) input as +ve 2024-25: 0; Gains in Water Available For Use / Savings in Demand under the selected programme (Ml/d) input as +ve 2025-26: 0.010145; Gains in Water Available For Use / Savings in Demand under the selected programme (Ml/d) input as +ve 2026-27: 0.020289; Gains in Water Available For Use / Savings in Demand under the selected programme (Ml/d) input as +ve 2027-28: 0.030434; Gains in Water Available For Use / Savings in Demand under the selected programme (Ml/d) input as +ve 2028-29: 0.040578; Gains in Water Available For Use / Savings in Demand under the selected programme (Ml/d) input as +ve 2029-30: 0.050723; Gains in Water Available For Use / Savings in Demand under the selected programme (Ml/d) input as +ve 2030-31: 0.072468; Gains in Water Available For Use / Savings in Demand under the selected programme (Ml/d) input as +ve 2031-32: 0.094213; Gains in Water Available For Use / Savings in Demand under the selected programme (Ml/d) input as +ve 2032-33: 0.11596; Gains in Water Available For Use / Savings in Demand under the selected programme (Ml/d) input as +ve 2033-34: 0.1377; Gains in Water Available For Use / Savings in Demand under the selected programme (Ml/d) input as +ve 2034-35: 0.15945; Gains in Water Available For Use / Savings in Demand under the selected programme (Ml/d) input as +ve 2035-36: 0.17965; Gains in Water Available For Use / Savings in Demand under the selected programme (Ml/d) input as +ve 2036-37: 0.19984; Gains in Water Available For Use / Savings in Demand under the selected programme (Ml/d) input as +ve 2037-38: 0.22004; Gains in Water Available For Use / Savings in Demand under the selected programme (Ml/d) input as +ve 2038-39: 0.22004; Gains in Water Available For Use / Savings in Demand under the selected programme (Ml/d) input as +ve 2039-40: 0.22004; Gains in Water Available For Use / Savings in Demand under the selected programme (Ml/d) input as +ve 2040-41: 0.22004; Gains in Water Available For Use / Savings in Demand under the selected programme (Ml/d) input as +ve 2041-42: 0.22004; Gains in Water Available For Use / Savings in Demand under the selected programme (Ml/d) input as +ve 2042-43: 0.22004; Gains in Water Available For Use / Savings in Demand under the selected programme (Ml/d) input as +ve 2043-44: 0.22004; Gains in Water Available For Use / Savings in Demand under the selected programme (Ml/d) input as +ve 2044-45: 0.22004; Gains in Water Available For Use / Savings in Demand under the selected programme (Ml/d) input as +ve 2045-46: 0.22004; Gains in Water Available For Use / Savings in Demand under the selected programme (Ml/d) input as +ve 2046-47: 0.22004; Gains in Water Available For Use / Savings in Demand under the selected programme (Ml/d) input as +ve 2047-48: 0.22004; Gains in Water Available For Use / Savings in Demand under the selected programme (Ml/d) input as +ve 2048-49: 0.22004; Gains in Water Available For Use / Savings in Demand under the selected programme (Ml/d) input as +ve 2049-50: 0.22004
52dA | Government Led Interventions | Gov Led | Other water efficiency | Customer Options | N | High Environmental Destination | ESWBLY | Ml/d | 2 | Gains in Water Available For Use / Savings in Demand under the selected programme (Ml/d) input as +ve 2021-22: 0; Gains in Water Available For Use / Savings in Demand under the selected programme (Ml/d) input as +ve 2022-23: 0; Gains in Water Available For Use / Savings in Demand under the selected programme (Ml/d) input as +ve 2023-24: 0; Gains in Water Available For Use / Savings in Demand under the selected programme (Ml/d) input as +ve 2024-25: 0; Gains in Water Available For Use / Savings in Demand under the selected programme (Ml/d) input as +ve 2025-26: 0; Gains in Water Available For Use / Savings in Demand under the selected programme (Ml/d) input as +ve 2026-27: 0; Gains in Water Available For Use / Savings in Demand under the selected programme (Ml/d) input as +ve 2027-28: 0.012316; Gains in Water Available For Use / Savings in Demand under the selected programme (Ml/d) input as +ve 2028-29: 0.024493; Gains in Water Available For Use / Savings in Demand under the selected programme (Ml/d) input as +ve 2029-30: 0.036494; Gains in Water Available For Use / Savings in Demand under the selected programme (Ml/d) input as +ve 2030-31: 0.048407; Gains in Water Available For Use / Savings in Demand under the selected programme (Ml/d) input as +ve 2031-32: 0.060275; Gains in Water Available For Use / Savings in Demand under the selected programme (Ml/d) input as +ve 2032-33: 0.072075; Gains in Water Available For Use / Savings in Demand under the selected programme (Ml/d) input as +ve 2033-34: 0.09694; Gains in Water Available For Use / Savings in Demand under the selected programme (Ml/d) input as +ve 2034-35: 0.12163; Gains in Water Available For Use / Savings in Demand under the selected programme (Ml/d) input as +ve 2035-36: 0.14621; Gains in Water Available For Use / Savings in Demand under the selected programme (Ml/d) input as +ve 2036-37: 0.17063; Gains in Water Available For Use / Savings in Demand under the selected programme (Ml/d) input as +ve 2037-38: 0.19495; Gains in Water Available For Use / Savings in Demand under the selected programme (Ml/d) input as +ve 2038-39: 0.21921; Gains in Water Available For Use / Savings in Demand under the selected programme (Ml/d) input as +ve 2039-40: 0.24321; Gains in Water Available For Use / Savings in Demand under the selected programme (Ml/d) input as +ve 2040-41: 0.26705; Gains in Water Available For Use / Savings in Demand under the selected programme (Ml/d) input as +ve 2041-42: 0.29089; Gains in Water Available For Use / Savings in Demand under the selected programme (Ml/d) input as +ve 2042-43: 0.31469; Gains in Water Available For Use / Savings in Demand under the selected programme (Ml/d) input as +ve 2043-44: 0.32223; Gains in Water Available For Use / Savings in Demand under the selected programme (Ml/d) input as +ve 2044-45: 0.32982; Gains in Water Available For Use / Savings in Demand under the selected programme (Ml/d) input as +ve 2045-46: 0.33738; Gains in Water Available For Use / Savings in Demand under the selected programme (Ml/d) input as +ve 2046-47: 0.34497; Gains in Water Available For Use / Savings in Demand under the selected programme (Ml/d) input as +ve 2047-48: 0.35268; Gains in Water Available For Use / Savings in Demand under the selected programme (Ml/d) input as +ve 2048-49: 0.36049; Gains in Water Available For Use / Savings in Demand under the selected programme (Ml/d) input as +ve 2049-50: 0.36836
52dA | Metering Option 5 | DMO 5 | Metering compulsory | Customer Options | N | High Environmental Destination | ESWHRT | Ml/d | 2 | Gains in Water Available For Use / Savings in Demand under the selected programme (Ml/d) input as +ve 2021-22: 0; Gains in Water Available For Use / Savings in Demand under the selected programme (Ml/d) input as +ve 2022-23: 2.5757e-14; Gains in Water Available For Use / Savings in Demand under the selected programme (Ml/d) input as +ve 2023-24: 4.0856e-14; Gains in Water Available For Use / Savings in Demand under the selected programme (Ml/d) input as +ve 2024-25: 0; Gains in Water Available For Use / Savings in Demand under the selected programme (Ml/d) input as +ve 2025-26: 0.028223; Gains in Water Available For Use / Savings in Demand under the selected programme (Ml/d) input as +ve 2026-27: 0.051024; Gains in Water Available For Use / Savings in Demand under the selected programme (Ml/d) input as +ve 2027-28: -0.034635; Gains in Water Available For Use / Savings in Demand under the selected programme (Ml/d) input as +ve 2028-29: -0.040982; Gains in Water Available For Use / Savings in Demand under the selected programme (Ml/d) input as +ve 2029-30: -0.044941; Gains in Water Available For Use / Savings in Demand under the selected programme (Ml/d) input as +ve 2030-31: -0.047758; Gains in Water Available For Use / Savings in Demand under the selected programme (Ml/d) input as +ve 2031-32: -0.048309; Gains in Water Available For Use / Savings in Demand under the selected programme (Ml/d) input as +ve 2032-33: -0.047194; Gains in Water Available For Use / Savings in Demand under the selected programme (Ml/d) input as +ve 2033-34: -0.045688; Gains in Water Available For Use / Savings in Demand under the selected programme (Ml/d) input as +ve 2034-35: -0.04385; Gains in Water Available For Use / Savings in Demand under the selected programme (Ml/d) input as +ve 2035-36: -0.042511; Gains in Water Available For Use / Savings in Demand under the selected programme (Ml/d) input as +ve 2036-37: -0.040812; Gains in Water Available For Use / Savings in Demand under the selected programme (Ml/d) input as +ve 2037-38: -0.038842; Gains in Water Available For Use / Savings in Demand under the selected programme (Ml/d) input as +ve 2038-39: -0.036735; Gains in Water Available For Use / Savings in Demand under the selected programme (Ml/d) input as +ve 2039-40: -0.034515; Gains in Water Available For Use / Savings in Demand under the selected programme (Ml/d) input as +ve 2040-41: -0.032991; Gains in Water Available For Use / Savings in Demand under the selected programme (Ml/d) input as +ve 2041-42: -0.030526; Gains in Water Available For Use / Savings in Demand under the selected programme (Ml/d) input as +ve 2042-43: -0.028288; Gains in Water Available For Use / Savings in Demand under the selected programme (Ml/d) input as +ve 2043-44: -0.026948; Gains in Water Available For Use / Savings in Demand under the selected programme (Ml/d) input as +ve 2044-45: -0.026745; Gains in Water Available For Use / Savings in Demand under the selected programme (Ml/d) input as +ve 2045-46: -0.026598; Gains in Water Available For Use / Savings in Demand under the selected programme (Ml/d) input as +ve 2046-47: -0.026563; Gains in Water Available For Use / Savings in Demand under the selected programme (Ml/d) input as +ve 2047-48: -0.026636; Gains in Water Available For Use / Savings in Demand under the selected programme (Ml/d) input as +ve 2048-49: -0.026832; Gains in Water Available For Use / Savings in Demand under the selected programme (Ml/d) input as +ve 2049-50: -0.026965
52dA | Medium scenario | WEF Medium | Other water efficiency | Customer Options | N | High Environmental Destination | ESWHRT | Ml/d | 2 | Gains in Water Available For Use / Savings in Demand under the selected programme (Ml/d) input as +ve 2021-22: 0; Gains in Water Available For Use / Savings in Demand under the selected programme (Ml/d) input as +ve 2022-23: 0; Gains in Water Available For Use / Savings in Demand under the selected programme (Ml/d) input as +ve 2023-24: 0; Gains in Water Available For Use / Savings in Demand under the selected programme (Ml/d) input as +ve 2024-25: 0; Gains in Water Available For Use / Savings in Demand under the selected programme (Ml/d) input as +ve 2025-26: 0.026466; Gains in Water Available For Use / Savings in Demand under the selected programme (Ml/d) input as +ve 2026-27: 0.052703; Gains in Water Available For Use / Savings in Demand under the selected programme (Ml/d) input as +ve 2027-28: 0.078838; Gains in Water Available For Use / Savings in Demand under the selected programme (Ml/d) input as +ve 2028-29: 0.10477; Gains in Water Available For Use / Savings in Demand under the selected programme (Ml/d) input as +ve 2029-30: 0.13038; Gains in Water Available For Use / Savings in Demand under the selected programme (Ml/d) input as +ve 2030-31: 0.15447; Gains in Water Available For Use / Savings in Demand under the selected programme (Ml/d) input as +ve 2031-32: 0.17839; Gains in Water Available For Use / Savings in Demand under the selected programme (Ml/d) input as +ve 2032-33: 0.20212; Gains in Water Available For Use / Savings in Demand under the selected programme (Ml/d) input as +ve 2033-34: 0.2257; Gains in Water Available For Use / Savings in Demand under the selected programme (Ml/d) input as +ve 2034-35: 0.24916; Gains in Water Available For Use / Savings in Demand under the selected programme (Ml/d) input as +ve 2035-36: 0.27207; Gains in Water Available For Use / Savings in Demand under the selected programme (Ml/d) input as +ve 2036-37: 0.29486; Gains in Water Available For Use / Savings in Demand under the selected programme (Ml/d) input as +ve 2037-38: 0.31769; Gains in Water Available For Use / Savings in Demand under the selected programme (Ml/d) input as +ve 2038-39: 0.34039; Gains in Water Available For Use / Savings in Demand under the selected programme (Ml/d) input as +ve 2039-40: 0.36273; Gains in Water Available For Use / Savings in Demand under the selected programme (Ml/d) input as +ve 2040-41: 0.38414; Gains in Water Available For Use / Savings in Demand under the selected programme (Ml/d) input as +ve 2041-42: 0.40546; Gains in Water Available For Use / Savings in Demand under the selected programme (Ml/d) input as +ve 2042-43: 0.42676; Gains in Water Available For Use / Savings in Demand under the selected programme (Ml/d) input as +ve 2043-44: 0.44802; Gains in Water Available For Use / Savings in Demand under the selected programme (Ml/d) input as +ve 2044-45: 0.44686; Gains in Water Available For Use / Savings in Demand under the selected programme (Ml/d) input as +ve 2045-46: 0.44567; Gains in Water Available For Use / Savings in Demand under the selected programme (Ml/d) input as +ve 2046-47: 0.4445; Gains in Water Available For Use / Savings in Demand under the selected programme (Ml/d) input as +ve 2047-48: 0.44352; Gains in Water Available For Use / Savings in Demand under the selected programme (Ml/d) input as +ve 2048-49: 0.44272; Gains in Water Available For Use / Savings in Demand under the selected programme (Ml/d) input as +ve 2049-50: 0.44206
52dA | Smart scenario | HH Smart | Other water efficiency | Customer Options | N | High Environmental Destination | ESWHRT | Ml/d | 2 | Gains in Water Available For Use / Savings in Demand under the selected programme (Ml/d) input as +ve 2021-22: 0; Gains in Water Available For Use / Savings in Demand under the selected programme (Ml/d) input as +ve 2022-23: 0; Gains in Water Available For Use / Savings in Demand under the selected programme (Ml/d) input as +ve 2023-24: 0; Gains in Water Available For Use / Savings in Demand under the selected programme (Ml/d) input as +ve 2024-25: 0; Gains in Water Available For Use / Savings in Demand under the selected programme (Ml/d) input as +ve 2025-26: 0.00076894; Gains in Water Available For Use / Savings in Demand under the selected programme (Ml/d) input as +ve 2026-27: 0.0091903; Gains in Water Available For Use / Savings in Demand under the selected programme (Ml/d) input as +ve 2027-28: 0.0022905; Gains in Water Available For Use / Savings in Demand under the selected programme (Ml/d) input as +ve 2028-29: 0.003044; Gains in Water Available For Use / Savings in Demand under the selected programme (Ml/d) input as +ve 2029-30: 0.003788; Gains in Water Available For Use / Savings in Demand under the selected programme (Ml/d) input as +ve 2030-31: 0.0045073; Gains in Water Available For Use / Savings in Demand under the selected programme (Ml/d) input as +ve 2031-32: 0.0052213; Gains in Water Available For Use / Savings in Demand under the selected programme (Ml/d) input as +ve 2032-33: 0.0059298; Gains in Water Available For Use / Savings in Demand under the selected programme (Ml/d) input as +ve 2033-34: 0.0066337; Gains in Water Available For Use / Savings in Demand under the selected programme (Ml/d) input as +ve 2034-35: 0.007334; Gains in Water Available For Use / Savings in Demand under the selected programme (Ml/d) input as +ve 2035-36: 0.0073103; Gains in Water Available For Use / Savings in Demand under the selected programme (Ml/d) input as +ve 2036-37: 0.0072876; Gains in Water Available For Use / Savings in Demand under the selected programme (Ml/d) input as +ve 2037-38: 0.0072689; Gains in Water Available For Use / Savings in Demand under the selected programme (Ml/d) input as +ve 2038-39: 0.0072502; Gains in Water Available For Use / Savings in Demand under the selected programme (Ml/d) input as +ve 2039-40: 0.0072268; Gains in Water Available For Use / Savings in Demand under the selected programme (Ml/d) input as +ve 2040-41: 0.0072019; Gains in Water Available For Use / Savings in Demand under the selected programme (Ml/d) input as +ve 2041-42: 0.0071781; Gains in Water Available For Use / Savings in Demand under the selected programme (Ml/d) input as +ve 2042-43: 0.0071565; Gains in Water Available For Use / Savings in Demand under the selected programme (Ml/d) input as +ve 2043-44: 0.0071365; Gains in Water Available For Use / Savings in Demand under the selected programme (Ml/d) input as +ve 2044-45: 0.0071179; Gains in Water Available For Use / Savings in Demand under the selected programme (Ml/d) input as +ve 2045-46: 0.007099; Gains in Water Available For Use / Savings in Demand under the selected programme (Ml/d) input as +ve 2046-47: 0.0070803; Gains in Water Available For Use / Savings in Demand under the selected programme (Ml/d) input as +ve 2047-48: 0.0070648; Gains in Water Available For Use / Savings in Demand under the selected programme (Ml/d) input as +ve 2048-49: 0.007052; Gains in Water Available For Use / Savings in Demand under the selected programme (Ml/d) input as +ve 2049-50: 0.0070416
52cA | 40% reduction by 2050 - DL | LEAK 2 | Other leakage control | Distribution Options | N | High Environmental Destination | ESWHRT | Ml/d | 2 | Gains in Water Available For Use / Savings in Demand under the selected programme (Ml/d) input as +ve 2021-22: 0; Gains in Water Available For Use / Savings in Demand under the selected programme (Ml/d) input as +ve 2022-23: 0; Gains in Water Available For Use / Savings in Demand under the selected programme (Ml/d) input as +ve 2023-24: 0; Gains in Water Available For Use / Savings in Demand under the selected programme (Ml/d) input as +ve 2024-25: 0; Gains in Water Available For Use / Savings in Demand under the selected programme (Ml/d) input as +ve 2025-26: -0.0016146; Gains in Water Available For Use / Savings in Demand under the selected programme (Ml/d) input as +ve 2026-27: -0.0028628; Gains in Water Available For Use / Savings in Demand under the selected programme (Ml/d) input as +ve 2027-28: 0.0042862; Gains in Water Available For Use / Savings in Demand under the selected programme (Ml/d) input as +ve 2028-29: 0.011415; Gains in Water Available For Use / Savings in Demand under the selected programme (Ml/d) input as +ve 2029-30: 0.018531; Gains in Water Available For Use / Savings in Demand under the selected programme (Ml/d) input as +ve 2030-31: 0.025451; Gains in Water Available For Use / Savings in Demand under the selected programme (Ml/d) input as +ve 2031-32: 0.03218; Gains in Water Available For Use / Savings in Demand under the selected programme (Ml/d) input as +ve 2032-33: 0.0389; Gains in Water Available For Use / Savings in Demand under the selected programme (Ml/d) input as +ve 2033-34: 0.045608; Gains in Water Available For Use / Savings in Demand under the selected programme (Ml/d) input as +ve 2034-35: 0.052305; Gains in Water Available For Use / Savings in Demand under the selected programme (Ml/d) input as +ve 2035-36: 0.05899; Gains in Water Available For Use / Savings in Demand under the selected programme (Ml/d) input as +ve 2036-37: 0.065666; Gains in Water Available For Use / Savings in Demand under the selected programme (Ml/d) input as +ve 2037-38: 0.072333; Gains in Water Available For Use / Savings in Demand under the selected programme (Ml/d) input as +ve 2038-39: 0.07899; Gains in Water Available For Use / Savings in Demand under the selected programme (Ml/d) input as +ve 2039-40: 0.085637; Gains in Water Available For Use / Savings in Demand under the selected programme (Ml/d) input as +ve 2040-41: 0.092272; Gains in Water Available For Use / Savings in Demand under the selected programme (Ml/d) input as +ve 2041-42: 0.098894; Gains in Water Available For Use / Savings in Demand under the selected programme (Ml/d) input as +ve 2042-43: 0.10551; Gains in Water Available For Use / Savings in Demand under the selected programme (Ml/d) input as +ve 2043-44: 0.11211; Gains in Water Available For Use / Savings in Demand under the selected programme (Ml/d) input as +ve 2044-45: 0.11871; Gains in Water Available For Use / Savings in Demand under the selected programme (Ml/d) input as +ve 2045-46: 0.1253; Gains in Water Available For Use / Savings in Demand under the selected programme (Ml/d) input as +ve 2046-47: 0.13189; Gains in Water Available For Use / Savings in Demand under the selected programme (Ml/d) input as +ve 2047-48: 0.13846; Gains in Water Available For Use / Savings in Demand under the selected programme (Ml/d) input as +ve 2048-49: 0.14503; Gains in Water Available For Use / Savings in Demand under the selected programme (Ml/d) input as +ve 2049-50: 0.15158
52dA | 40% reduction by 2050 - SPL | LEAK 4 | Supply pipe repairs / replacement | Customer Options | N | High Environmental Destination | ESWHRT | Ml/d | 2 | Gains in Water Available For Use / Savings in Demand under the selected programme (Ml/d) input as +ve 2021-22: 0; Gains in Water Available For Use / Savings in Demand under the selected programme (Ml/d) input as +ve 2022-23: 0; Gains in Water Available For Use / Savings in Demand under the selected programme (Ml/d) input as +ve 2023-24: 0; Gains in Water Available For Use / Savings in Demand under the selected programme (Ml/d) input as +ve 2024-25: 0; Gains in Water Available For Use / Savings in Demand under the selected programme (Ml/d) input as +ve 2025-26: 0.009204; Gains in Water Available For Use / Savings in Demand under the selected programme (Ml/d) input as +ve 2026-27: 0.018042; Gains in Water Available For Use / Savings in Demand under the selected programme (Ml/d) input as +ve 2027-28: 0.018482; Gains in Water Available For Use / Savings in Demand under the selected programme (Ml/d) input as +ve 2028-29: 0.018942; Gains in Water Available For Use / Savings in Demand under the selected programme (Ml/d) input as +ve 2029-30: 0.019416; Gains in Water Available For Use / Savings in Demand under the selected programme (Ml/d) input as +ve 2030-31: 0.020085; Gains in Water Available For Use / Savings in Demand under the selected programme (Ml/d) input as +ve 2031-32: 0.020946; Gains in Water Available For Use / Savings in Demand under the selected programme (Ml/d) input as +ve 2032-33: 0.021815; Gains in Water Available For Use / Savings in Demand under the selected programme (Ml/d) input as +ve 2033-34: 0.022697; Gains in Water Available For Use / Savings in Demand under the selected programme (Ml/d) input as +ve 2034-35: 0.023589; Gains in Water Available For Use / Savings in Demand under the selected programme (Ml/d) input as +ve 2035-36: 0.024493; Gains in Water Available For Use / Savings in Demand under the selected programme (Ml/d) input as +ve 2036-37: 0.025407; Gains in Water Available For Use / Savings in Demand under the selected programme (Ml/d) input as +ve 2037-38: 0.026329; Gains in Water Available For Use / Savings in Demand under the selected programme (Ml/d) input as +ve 2038-39: 0.027262; Gains in Water Available For Use / Savings in Demand under the selected programme (Ml/d) input as +ve 2039-40: 0.028204; Gains in Water Available For Use / Savings in Demand under the selected programme (Ml/d) input as +ve 2040-41: 0.029158; Gains in Water Available For Use / Savings in Demand under the selected programme (Ml/d) input as +ve 2041-42: 0.030125; Gains in Water Available For Use / Savings in Demand under the selected programme (Ml/d) input as +ve 2042-43: 0.031101; Gains in Water Available For Use / Savings in Demand under the selected programme (Ml/d) input as +ve 2043-44: 0.032084; Gains in Water Available For Use / Savings in Demand under the selected programme (Ml/d) input as +ve 2044-45: 0.033075; Gains in Water Available For Use / Savings in Demand under the selected programme (Ml/d) input as +ve 2045-46: 0.034074; Gains in Water Available For Use / Savings in Demand under the selected programme (Ml/d) input as +ve 2046-47: 0.035081; Gains in Water Available For Use / Savings in Demand under the selected programme (Ml/d) input as +ve 2047-48: 0.036096; Gains in Water Available For Use / Savings in Demand under the selected programme (Ml/d) input as +ve 2048-49: 0.03712; Gains in Water Available For Use / Savings in Demand under the selected programme (Ml/d) input as +ve 2049-50: 0.038154
52dA | NHH scenario 9% | NHH | Other water efficiency | Customer Options | N | High Environmental Destination | ESWHRT | Ml/d | 2 | Gains in Water Available For Use / Savings in Demand under the selected programme (Ml/d) input as +ve 2021-22: 0; Gains in Water Available For Use / Savings in Demand under the selected programme (Ml/d) input as +ve 2022-23: 0; Gains in Water Available For Use / Savings in Demand under the selected programme (Ml/d) input as +ve 2023-24: 0; Gains in Water Available For Use / Savings in Demand under the selected programme (Ml/d) input as +ve 2024-25: 0; Gains in Water Available For Use / Savings in Demand under the selected programme (Ml/d) input as +ve 2025-26: 0.0076396; Gains in Water Available For Use / Savings in Demand under the selected programme (Ml/d) input as +ve 2026-27: 0.015279; Gains in Water Available For Use / Savings in Demand under the selected programme (Ml/d) input as +ve 2027-28: 0.022919; Gains in Water Available For Use / Savings in Demand under the selected programme (Ml/d) input as +ve 2028-29: 0.030558; Gains in Water Available For Use / Savings in Demand under the selected programme (Ml/d) input as +ve 2029-30: 0.038198; Gains in Water Available For Use / Savings in Demand under the selected programme (Ml/d) input as +ve 2030-31: 0.054573; Gains in Water Available For Use / Savings in Demand under the selected programme (Ml/d) input as +ve 2031-32: 0.070949; Gains in Water Available For Use / Savings in Demand under the selected programme (Ml/d) input as +ve 2032-33: 0.087324; Gains in Water Available For Use / Savings in Demand under the selected programme (Ml/d) input as +ve 2033-34: 0.1037; Gains in Water Available For Use / Savings in Demand under the selected programme (Ml/d) input as +ve 2034-35: 0.12008; Gains in Water Available For Use / Savings in Demand under the selected programme (Ml/d) input as +ve 2035-36: 0.13529; Gains in Water Available For Use / Savings in Demand under the selected programme (Ml/d) input as +ve 2036-37: 0.1505; Gains in Water Available For Use / Savings in Demand under the selected programme (Ml/d) input as +ve 2037-38: 0.16571; Gains in Water Available For Use / Savings in Demand under the selected programme (Ml/d) input as +ve 2038-39: 0.16571; Gains in Water Available For Use / Savings in Demand under the selected programme (Ml/d) input as +ve 2039-40: 0.16571; Gains in Water Available For Use / Savings in Demand under the selected programme (Ml/d) input as +ve 2040-41: 0.16571; Gains in Water Available For Use / Savings in Demand under the selected programme (Ml/d) input as +ve 2041-42: 0.16571; Gains in Water Available For Use / Savings in Demand under the selected programme (Ml/d) input as +ve 2042-43: 0.16571; Gains in Water Available For Use / Savings in Demand under the selected programme (Ml/d) input as +ve 2043-44: 0.16571; Gains in Water Available For Use / Savings in Demand under the selected programme (Ml/d) input as +ve 2044-45: 0.16571; Gains in Water Available For Use / Savings in Demand under the selected programme (Ml/d) input as +ve 2045-46: 0.16571; Gains in Water Available For Use / Savings in Demand under the selected programme (Ml/d) input as +ve 2046-47: 0.16571; Gains in Water Available For Use / Savings in Demand under the selected programme (Ml/d) input as +ve 2047-48: 0.16571; Gains in Water Available For Use / Savings in Demand under the selected programme (Ml/d) input as +ve 2048-49: 0.16571; Gains in Water Available For Use / Savings in Demand under the selected programme (Ml/d) input as +ve 2049-50: 0.16571
52dA | Government Led Interventions | Gov Led | Other water efficiency | Customer Options | N | High Environmental Destination | ESWHRT | Ml/d | 2 | Gains in Water Available For Use / Savings in Demand under the selected programme (Ml/d) input as +ve 2021-22: 0; Gains in Water Available For Use / Savings in Demand under the selected programme (Ml/d) input as +ve 2022-23: 0; Gains in Water Available For Use / Savings in Demand under the selected programme (Ml/d) input as +ve 2023-24: 0; Gains in Water Available For Use / Savings in Demand under the selected programme (Ml/d) input as +ve 2024-25: 0; Gains in Water Available For Use / Savings in Demand under the selected programme (Ml/d) input as +ve 2025-26: 0; Gains in Water Available For Use / Savings in Demand under the selected programme (Ml/d) input as +ve 2026-27: 0; Gains in Water Available For Use / Savings in Demand under the selected programme (Ml/d) input as +ve 2027-28: 0.0094103; Gains in Water Available For Use / Savings in Demand under the selected programme (Ml/d) input as +ve 2028-29: 0.018759; Gains in Water Available For Use / Savings in Demand under the selected programme (Ml/d) input as +ve 2029-30: 0.028041; Gains in Water Available For Use / Savings in Demand under the selected programme (Ml/d) input as +ve 2030-31: 0.037216; Gains in Water Available For Use / Savings in Demand under the selected programme (Ml/d) input as +ve 2031-32: 0.04632; Gains in Water Available For Use / Savings in Demand under the selected programme (Ml/d) input as +ve 2032-33: 0.055353; Gains in Water Available For Use / Savings in Demand under the selected programme (Ml/d) input as +ve 2033-34: 0.074432; Gains in Water Available For Use / Savings in Demand under the selected programme (Ml/d) input as +ve 2034-35: 0.093389; Gains in Water Available For Use / Savings in Demand under the selected programme (Ml/d) input as +ve 2035-36: 0.11225; Gains in Water Available For Use / Savings in Demand under the selected programme (Ml/d) input as +ve 2036-37: 0.13104; Gains in Water Available For Use / Savings in Demand under the selected programme (Ml/d) input as +ve 2037-38: 0.14976; Gains in Water Available For Use / Savings in Demand under the selected programme (Ml/d) input as +ve 2038-39: 0.16838; Gains in Water Available For Use / Savings in Demand under the selected programme (Ml/d) input as +ve 2039-40: 0.18679; Gains in Water Available For Use / Savings in Demand under the selected programme (Ml/d) input as +ve 2040-41: 0.20503; Gains in Water Available For Use / Savings in Demand under the selected programme (Ml/d) input as +ve 2041-42: 0.22317; Gains in Water Available For Use / Savings in Demand under the selected programme (Ml/d) input as +ve 2042-43: 0.2413; Gains in Water Available For Use / Savings in Demand under the selected programme (Ml/d) input as +ve 2043-44: 0.24692; Gains in Water Available For Use / Savings in Demand under the selected programme (Ml/d) input as +ve 2044-45: 0.25259; Gains in Water Available For Use / Savings in Demand under the selected programme (Ml/d) input as +ve 2045-46: 0.25822; Gains in Water Available For Use / Savings in Demand under the selected programme (Ml/d) input as +ve 2046-47: 0.26382; Gains in Water Available For Use / Savings in Demand under the selected programme (Ml/d) input as +ve 2047-48: 0.26951; Gains in Water Available For Use / Savings in Demand under the selected programme (Ml/d) input as +ve 2048-49: 0.27528; Gains in Water Available For Use / Savings in Demand under the selected programme (Ml/d) input as +ve 2049-50: 0.28112
52dA | Metering Option 5 | DMO 5 | Metering compulsory | Customer Options | N | High Environmental Destination | ESWNCT | Ml/d | 2 | Gains in Water Available For Use / Savings in Demand under the selected programme (Ml/d) input as +ve 2021-22: 0; Gains in Water Available For Use / Savings in Demand under the selected programme (Ml/d) input as +ve 2022-23: 0; Gains in Water Available For Use / Savings in Demand under the selected programme (Ml/d) input as +ve 2023-24: 0; Gains in Water Available For Use / Savings in Demand under the selected programme (Ml/d) input as +ve 2024-25: 0; Gains in Water Available For Use / Savings in Demand under the selected programme (Ml/d) input as +ve 2025-26: -0.03025; Gains in Water Available For Use / Savings in Demand under the selected programme (Ml/d) input as +ve 2026-27: 0.22093; Gains in Water Available For Use / Savings in Demand under the selected programme (Ml/d) input as +ve 2027-28: 0.44181; Gains in Water Available For Use / Savings in Demand under the selected programme (Ml/d) input as +ve 2028-29: 0.65677; Gains in Water Available For Use / Savings in Demand under the selected programme (Ml/d) input as +ve 2029-30: 0.74603; Gains in Water Available For Use / Savings in Demand under the selected programme (Ml/d) input as +ve 2030-31: 0.67123; Gains in Water Available For Use / Savings in Demand under the selected programme (Ml/d) input as +ve 2031-32: 0.5616; Gains in Water Available For Use / Savings in Demand under the selected programme (Ml/d) input as +ve 2032-33: 0.56914; Gains in Water Available For Use / Savings in Demand under the selected programme (Ml/d) input as +ve 2033-34: 0.56222; Gains in Water Available For Use / Savings in Demand under the selected programme (Ml/d) input as +ve 2034-35: 0.57604; Gains in Water Available For Use / Savings in Demand under the selected programme (Ml/d) input as +ve 2035-36: 0.58287; Gains in Water Available For Use / Savings in Demand under the selected programme (Ml/d) input as +ve 2036-37: 0.59189; Gains in Water Available For Use / Savings in Demand under the selected programme (Ml/d) input as +ve 2037-38: 0.60111; Gains in Water Available For Use / Savings in Demand under the selected programme (Ml/d) input as +ve 2038-39: 0.61075; Gains in Water Available For Use / Savings in Demand under the selected programme (Ml/d) input as +ve 2039-40: 0.62047; Gains in Water Available For Use / Savings in Demand under the selected programme (Ml/d) input as +ve 2040-41: 0.62711; Gains in Water Available For Use / Savings in Demand under the selected programme (Ml/d) input as +ve 2041-42: 0.63765; Gains in Water Available For Use / Savings in Demand under the selected programme (Ml/d) input as +ve 2042-43: 0.6471; Gains in Water Available For Use / Savings in Demand under the selected programme (Ml/d) input as +ve 2043-44: 0.65751; Gains in Water Available For Use / Savings in Demand under the selected programme (Ml/d) input as +ve 2044-45: 0.66794; Gains in Water Available For Use / Savings in Demand under the selected programme (Ml/d) input as +ve 2045-46: 0.67796; Gains in Water Available For Use / Savings in Demand under the selected programme (Ml/d) input as +ve 2046-47: 0.68819; Gains in Water Available For Use / Savings in Demand under the selected programme (Ml/d) input as +ve 2047-48: 0.69833; Gains in Water Available For Use / Savings in Demand under the selected programme (Ml/d) input as +ve 2048-49: 0.70845; Gains in Water Available For Use / Savings in Demand under the selected programme (Ml/d) input as +ve 2049-50: 0.71893
52dA | Medium scenario | WEF Medium | Other water efficiency | Customer Options | N | High Environmental Destination | ESWNCT | Ml/d | 2 | Gains in Water Available For Use / Savings in Demand under the selected programme (Ml/d) input as +ve 2021-22: 0; Gains in Water Available For Use / Savings in Demand under the selected programme (Ml/d) input as +ve 2022-23: 0; Gains in Water Available For Use / Savings in Demand under the selected programme (Ml/d) input as +ve 2023-24: 0; Gains in Water Available For Use / Savings in Demand under the selected programme (Ml/d) input as +ve 2024-25: 0; Gains in Water Available For Use / Savings in Demand under the selected programme (Ml/d) input as +ve 2025-26: 0.22449; Gains in Water Available For Use / Savings in Demand under the selected programme (Ml/d) input as +ve 2026-27: 0.44595; Gains in Water Available For Use / Savings in Demand under the selected programme (Ml/d) input as +ve 2027-28: 0.66628; Gains in Water Available For Use / Savings in Demand under the selected programme (Ml/d) input as +ve 2028-29: 0.88512; Gains in Water Available For Use / Savings in Demand under the selected programme (Ml/d) input as +ve 2029-30: 1.102; Gains in Water Available For Use / Savings in Demand under the selected programme (Ml/d) input as +ve 2030-31: 1.3069; Gains in Water Available For Use / Savings in Demand under the selected programme (Ml/d) input as +ve 2031-32: 1.511; Gains in Water Available For Use / Savings in Demand under the selected programme (Ml/d) input as +ve 2032-33: 1.7137; Gains in Water Available For Use / Savings in Demand under the selected programme (Ml/d) input as +ve 2033-34: 1.9155; Gains in Water Available For Use / Savings in Demand under the selected programme (Ml/d) input as +ve 2034-35: 2.1172; Gains in Water Available For Use / Savings in Demand under the selected programme (Ml/d) input as +ve 2035-36: 2.1854; Gains in Water Available For Use / Savings in Demand under the selected programme (Ml/d) input as +ve 2036-37: 2.2525; Gains in Water Available For Use / Savings in Demand under the selected programme (Ml/d) input as +ve 2037-38: 2.3187; Gains in Water Available For Use / Savings in Demand under the selected programme (Ml/d) input as +ve 2038-39: 2.3846; Gains in Water Available For Use / Savings in Demand under the selected programme (Ml/d) input as +ve 2039-40: 2.4508; Gains in Water Available For Use / Savings in Demand under the selected programme (Ml/d) input as +ve 2040-41: 2.5143; Gains in Water Available For Use / Savings in Demand under the selected programme (Ml/d) input as +ve 2041-42: 2.5769; Gains in Water Available For Use / Savings in Demand under the selected programme (Ml/d) input as +ve 2042-43: 2.6387; Gains in Water Available For Use / Savings in Demand under the selected programme (Ml/d) input as +ve 2043-44: 2.6999; Gains in Water Available For Use / Savings in Demand under the selected programme (Ml/d) input as +ve 2044-45: 2.7603; Gains in Water Available For Use / Savings in Demand under the selected programme (Ml/d) input as +ve 2045-46: 2.8174; Gains in Water Available For Use / Savings in Demand under the selected programme (Ml/d) input as +ve 2046-47: 2.8736; Gains in Water Available For Use / Savings in Demand under the selected programme (Ml/d) input as +ve 2047-48: 2.9294; Gains in Water Available For Use / Savings in Demand under the selected programme (Ml/d) input as +ve 2048-49: 2.9848; Gains in Water Available For Use / Savings in Demand under the selected programme (Ml/d) input as +ve 2049-50: 2.9767
52dA | Smart scenario | HH Smart | Other water efficiency | Customer Options | N | High Environmental Destination | ESWNCT | Ml/d | 2 | Gains in Water Available For Use / Savings in Demand under the selected programme (Ml/d) input as +ve 2021-22: 0; Gains in Water Available For Use / Savings in Demand under the selected programme (Ml/d) input as +ve 2022-23: 0; Gains in Water Available For Use / Savings in Demand under the selected programme (Ml/d) input as +ve 2023-24: 0; Gains in Water Available For Use / Savings in Demand under the selected programme (Ml/d) input as +ve 2024-25: 0; Gains in Water Available For Use / Savings in Demand under the selected programme (Ml/d) input as +ve 2025-26: 0.25285; Gains in Water Available For Use / Savings in Demand under the selected programme (Ml/d) input as +ve 2026-27: 0.28916; Gains in Water Available For Use / Savings in Demand under the selected programme (Ml/d) input as +ve 2027-28: 0.85612; Gains in Water Available For Use / Savings in Demand under the selected programme (Ml/d) input as +ve 2028-29: 1.1683; Gains in Water Available For Use / Savings in Demand under the selected programme (Ml/d) input as +ve 2029-30: 1.2988; Gains in Water Available For Use / Savings in Demand under the selected programme (Ml/d) input as +ve 2030-31: 1.3411; Gains in Water Available For Use / Savings in Demand under the selected programme (Ml/d) input as +ve 2031-32: 1.3833; Gains in Water Available For Use / Savings in Demand under the selected programme (Ml/d) input as +ve 2032-33: 1.425; Gains in Water Available For Use / Savings in Demand under the selected programme (Ml/d) input as +ve 2033-34: 1.4662; Gains in Water Available For Use / Savings in Demand under the selected programme (Ml/d) input as +ve 2034-35: 1.3767; Gains in Water Available For Use / Savings in Demand under the selected programme (Ml/d) input as +ve 2035-36: 1.3711; Gains in Water Available For Use / Savings in Demand under the selected programme (Ml/d) input as +ve 2036-37: 1.3656; Gains in Water Available For Use / Savings in Demand under the selected programme (Ml/d) input as +ve 2037-38: 1.3601; Gains in Water Available For Use / Savings in Demand under the selected programme (Ml/d) input as +ve 2038-39: 1.355; Gains in Water Available For Use / Savings in Demand under the selected programme (Ml/d) input as +ve 2039-40: 1.3505; Gains in Water Available For Use / Savings in Demand under the selected programme (Ml/d) input as +ve 2040-41: 1.3462; Gains in Water Available For Use / Savings in Demand under the selected programme (Ml/d) input as +ve 2041-42: 1.342; Gains in Water Available For Use / Savings in Demand under the selected programme (Ml/d) input as +ve 2042-43: 1.3379; Gains in Water Available For Use / Savings in Demand under the selected programme (Ml/d) input as +ve 2043-44: 1.3339; Gains in Water Available For Use / Savings in Demand under the selected programme (Ml/d) input as +ve 2044-45: 1.33; Gains in Water Available For Use / Savings in Demand under the selected programme (Ml/d) input as +ve 2045-46: 1.3261; Gains in Water Available For Use / Savings in Demand under the selected programme (Ml/d) input as +ve 2046-47: 1.3221; Gains in Water Available For Use / Savings in Demand under the selected programme (Ml/d) input as +ve 2047-48: 1.3183; Gains in Water Available For Use / Savings in Demand under the selected programme (Ml/d) input as +ve 2048-49: 1.3147; Gains in Water Available For Use / Savings in Demand under the selected programme (Ml/d) input as +ve 2049-50: 1.3739
52cA | 40% reduction by 2050 - DL | LEAK 2 | Other leakage control | Distribution Options | N | High Environmental Destination | ESWNCT | Ml/d | 2 | Gains in Water Available For Use / Savings in Demand under the selected programme (Ml/d) input as +ve 2021-22: 0; Gains in Water Available For Use / Savings in Demand under the selected programme (Ml/d) input as +ve 2022-23: 0; Gains in Water Available For Use / Savings in Demand under the selected programme (Ml/d) input as +ve 2023-24: 0; Gains in Water Available For Use / Savings in Demand under the selected programme (Ml/d) input as +ve 2024-25: 0; Gains in Water Available For Use / Savings in Demand under the selected programme (Ml/d) input as +ve 2025-26: 0.020497; Gains in Water Available For Use / Savings in Demand under the selected programme (Ml/d) input as +ve 2026-27: 0.028131; Gains in Water Available For Use / Savings in Demand under the selected programme (Ml/d) input as +ve 2027-28: 0.0097855; Gains in Water Available For Use / Savings in Demand under the selected programme (Ml/d) input as +ve 2028-29: -0.020179; Gains in Water Available For Use / Savings in Demand under the selected programme (Ml/d) input as +ve 2029-30: -0.033449; Gains in Water Available For Use / Savings in Demand under the selected programme (Ml/d) input as +ve 2030-31: -0.021373; Gains in Water Available For Use / Savings in Demand under the selected programme (Ml/d) input as +ve 2031-32: -6.9544e-05; Gains in Water Available For Use / Savings in Demand under the selected programme (Ml/d) input as +ve 2032-33: 0.021177; Gains in Water Available For Use / Savings in Demand under the selected programme (Ml/d) input as +ve 2033-34: 0.042355; Gains in Water Available For Use / Savings in Demand under the selected programme (Ml/d) input as +ve 2034-35: 0.063463; Gains in Water Available For Use / Savings in Demand under the selected programme (Ml/d) input as +ve 2035-36: 0.084468; Gains in Water Available For Use / Savings in Demand under the selected programme (Ml/d) input as +ve 2036-37: 0.10537; Gains in Water Available For Use / Savings in Demand under the selected programme (Ml/d) input as +ve 2037-38: 0.12622; Gains in Water Available For Use / Savings in Demand under the selected programme (Ml/d) input as +ve 2038-39: 0.147; Gains in Water Available For Use / Savings in Demand under the selected programme (Ml/d) input as +ve 2039-40: 0.16773; Gains in Water Available For Use / Savings in Demand under the selected programme (Ml/d) input as +ve 2040-41: 0.1884; Gains in Water Available For Use / Savings in Demand under the selected programme (Ml/d) input as +ve 2041-42: 0.20902; Gains in Water Available For Use / Savings in Demand under the selected programme (Ml/d) input as +ve 2042-43: 0.22958; Gains in Water Available For Use / Savings in Demand under the selected programme (Ml/d) input as +ve 2043-44: 0.25009; Gains in Water Available For Use / Savings in Demand under the selected programme (Ml/d) input as +ve 2044-45: 0.27054; Gains in Water Available For Use / Savings in Demand under the selected programme (Ml/d) input as +ve 2045-46: 0.29094; Gains in Water Available For Use / Savings in Demand under the selected programme (Ml/d) input as +ve 2046-47: 0.3113; Gains in Water Available For Use / Savings in Demand under the selected programme (Ml/d) input as +ve 2047-48: 0.3316; Gains in Water Available For Use / Savings in Demand under the selected programme (Ml/d) input as +ve 2048-49: 0.35185; Gains in Water Available For Use / Savings in Demand under the selected programme (Ml/d) input as +ve 2049-50: 0.37205
52dA | 40% reduction by 2050 - SPL | LEAK 4 | Supply pipe repairs / replacement | Customer Options | N | High Environmental Destination | ESWNCT | Ml/d | 2 | Gains in Water Available For Use / Savings in Demand under the selected programme (Ml/d) input as +ve 2021-22: 0; Gains in Water Available For Use / Savings in Demand under the selected programme (Ml/d) input as +ve 2022-23: 0; Gains in Water Available For Use / Savings in Demand under the selected programme (Ml/d) input as +ve 2023-24: 0; Gains in Water Available For Use / Savings in Demand under the selected programme (Ml/d) input as +ve 2024-25: 0; Gains in Water Available For Use / Savings in Demand under the selected programme (Ml/d) input as +ve 2025-26: 0.0076766; Gains in Water Available For Use / Savings in Demand under the selected programme (Ml/d) input as +ve 2026-27: 0.028216; Gains in Water Available For Use / Savings in Demand under the selected programme (Ml/d) input as +ve 2027-28: 0.074735; Gains in Water Available For Use / Savings in Demand under the selected programme (Ml/d) input as +ve 2028-29: 0.13287; Gains in Water Available For Use / Savings in Demand under the selected programme (Ml/d) input as +ve 2029-30: 0.17432; Gains in Water Available For Use / Savings in Demand under the selected programme (Ml/d) input as +ve 2030-31: 0.19041; Gains in Water Available For Use / Savings in Demand under the selected programme (Ml/d) input as +ve 2031-32: 0.19728; Gains in Water Available For Use / Savings in Demand under the selected programme (Ml/d) input as +ve 2032-33: 0.20421; Gains in Water Available For Use / Savings in Demand under the selected programme (Ml/d) input as +ve 2033-34: 0.21121; Gains in Water Available For Use / Savings in Demand under the selected programme (Ml/d) input as +ve 2034-35: 0.21827; Gains in Water Available For Use / Savings in Demand under the selected programme (Ml/d) input as +ve 2035-36: 0.22544; Gains in Water Available For Use / Savings in Demand under the selected programme (Ml/d) input as +ve 2036-37: 0.23271; Gains in Water Available For Use / Savings in Demand under the selected programme (Ml/d) input as +ve 2037-38: 0.24004; Gains in Water Available For Use / Savings in Demand under the selected programme (Ml/d) input as +ve 2038-39: 0.24743; Gains in Water Available For Use / Savings in Demand under the selected programme (Ml/d) input as +ve 2039-40: 0.25488; Gains in Water Available For Use / Savings in Demand under the selected programme (Ml/d) input as +ve 2040-41: 0.26238; Gains in Water Available For Use / Savings in Demand under the selected programme (Ml/d) input as +ve 2041-42: 0.26993; Gains in Water Available For Use / Savings in Demand under the selected programme (Ml/d) input as +ve 2042-43: 0.27754; Gains in Water Available For Use / Savings in Demand under the selected programme (Ml/d) input as +ve 2043-44: 0.28521; Gains in Water Available For Use / Savings in Demand under the selected programme (Ml/d) input as +ve 2044-45: 0.29293; Gains in Water Available For Use / Savings in Demand under the selected programme (Ml/d) input as +ve 2045-46: 0.3007; Gains in Water Available For Use / Savings in Demand under the selected programme (Ml/d) input as +ve 2046-47: 0.30852; Gains in Water Available For Use / Savings in Demand under the selected programme (Ml/d) input as +ve 2047-48: 0.3164; Gains in Water Available For Use / Savings in Demand under the selected programme (Ml/d) input as +ve 2048-49: 0.32432; Gains in Water Available For Use / Savings in Demand under the selected programme (Ml/d) input as +ve 2049-50: 0.33229
52dA | NHH scenario 9% | NHH | Other water efficiency | Customer Options | N | High Environmental Destination | ESWNCT | Ml/d | 2 | Gains in Water Available For Use / Savings in Demand under the selected programme (Ml/d) input as +ve 2021-22: 0; Gains in Water Available For Use / Savings in Demand under the selected programme (Ml/d) input as +ve 2022-23: 0; Gains in Water Available For Use / Savings in Demand under the selected programme (Ml/d) input as +ve 2023-24: 0; Gains in Water Available For Use / Savings in Demand under the selected programme (Ml/d) input as +ve 2024-25: 0; Gains in Water Available For Use / Savings in Demand under the selected programme (Ml/d) input as +ve 2025-26: 0.063419; Gains in Water Available For Use / Savings in Demand under the selected programme (Ml/d) input as +ve 2026-27: 0.12684; Gains in Water Available For Use / Savings in Demand under the selected programme (Ml/d) input as +ve 2027-28: 0.19026; Gains in Water Available For Use / Savings in Demand under the selected programme (Ml/d) input as +ve 2028-29: 0.25368; Gains in Water Available For Use / Savings in Demand under the selected programme (Ml/d) input as +ve 2029-30: 0.3171; Gains in Water Available For Use / Savings in Demand under the selected programme (Ml/d) input as +ve 2030-31: 0.45303; Gains in Water Available For Use / Savings in Demand under the selected programme (Ml/d) input as +ve 2031-32: 0.58897; Gains in Water Available For Use / Savings in Demand under the selected programme (Ml/d) input as +ve 2032-33: 0.72491; Gains in Water Available For Use / Savings in Demand under the selected programme (Ml/d) input as +ve 2033-34: 0.86085; Gains in Water Available For Use / Savings in Demand under the selected programme (Ml/d) input as +ve 2034-35: 0.99679; Gains in Water Available For Use / Savings in Demand under the selected programme (Ml/d) input as +ve 2035-36: 1.1231; Gains in Water Available For Use / Savings in Demand under the selected programme (Ml/d) input as +ve 2036-37: 1.2493; Gains in Water Available For Use / Savings in Demand under the selected programme (Ml/d) input as +ve 2037-38: 1.3756; Gains in Water Available For Use / Savings in Demand under the selected programme (Ml/d) input as +ve 2038-39: 1.3756; Gains in Water Available For Use / Savings in Demand under the selected programme (Ml/d) input as +ve 2039-40: 1.3756; Gains in Water Available For Use / Savings in Demand under the selected programme (Ml/d) input as +ve 2040-41: 1.3756; Gains in Water Available For Use / Savings in Demand under the selected programme (Ml/d) input as +ve 2041-42: 1.3756; Gains in Water Available For Use / Savings in Demand under the selected programme (Ml/d) input as +ve 2042-43: 1.3756; Gains in Water Available For Use / Savings in Demand under the selected programme (Ml/d) input as +ve 2043-44: 1.3756; Gains in Water Available For Use / Savings in Demand under the selected programme (Ml/d) input as +ve 2044-45: 1.3756; Gains in Water Available For Use / Savings in Demand under the selected programme (Ml/d) input as +ve 2045-46: 1.3756; Gains in Water Available For Use / Savings in Demand under the selected programme (Ml/d) input as +ve 2046-47: 1.3756; Gains in Water Available For Use / Savings in Demand under the selected programme (Ml/d) input as +ve 2047-48: 1.3756; Gains in Water Available For Use / Savings in Demand under the selected programme (Ml/d) input as +ve 2048-49: 1.3756; Gains in Water Available For Use / Savings in Demand under the selected programme (Ml/d) input as +ve 2049-50: 1.3756
52dA | Government Led Interventions | Gov Led | Other water efficiency | Customer Options | N | High Environmental Destination | ESWNCT | Ml/d | 2 | Gains in Water Available For Use / Savings in Demand under the selected programme (Ml/d) input as +ve 2021-22: 0; Gains in Water Available For Use / Savings in Demand under the selected programme (Ml/d) input as +ve 2022-23: 0; Gains in Water Available For Use / Savings in Demand under the selected programme (Ml/d) input as +ve 2023-24: 0; Gains in Water Available For Use / Savings in Demand under the selected programme (Ml/d) input as +ve 2024-25: 0; Gains in Water Available For Use / Savings in Demand under the selected programme (Ml/d) input as +ve 2025-26: 0; Gains in Water Available For Use / Savings in Demand under the selected programme (Ml/d) input as +ve 2026-27: 0; Gains in Water Available For Use / Savings in Demand under the selected programme (Ml/d) input as +ve 2027-28: 0.073834; Gains in Water Available For Use / Savings in Demand under the selected programme (Ml/d) input as +ve 2028-29: 0.14712; Gains in Water Available For Use / Savings in Demand under the selected programme (Ml/d) input as +ve 2029-30: 0.22002; Gains in Water Available For Use / Savings in Demand under the selected programme (Ml/d) input as +ve 2030-31: 0.29228; Gains in Water Available For Use / Savings in Demand under the selected programme (Ml/d) input as +ve 2031-32: 0.36418; Gains in Water Available For Use / Savings in Demand under the selected programme (Ml/d) input as +ve 2032-33: 0.43563; Gains in Water Available For Use / Savings in Demand under the selected programme (Ml/d) input as +ve 2033-34: 0.58634; Gains in Water Available For Use / Savings in Demand under the selected programme (Ml/d) input as +ve 2034-35: 0.73653; Gains in Water Available For Use / Savings in Demand under the selected programme (Ml/d) input as +ve 2035-36: 0.88591; Gains in Water Available For Use / Savings in Demand under the selected programme (Ml/d) input as +ve 2036-37: 1.0347; Gains in Water Available For Use / Savings in Demand under the selected programme (Ml/d) input as +ve 2037-38: 1.1825; Gains in Water Available For Use / Savings in Demand under the selected programme (Ml/d) input as +ve 2038-39: 1.33; Gains in Water Available For Use / Savings in Demand under the selected programme (Ml/d) input as +ve 2039-40: 1.4778; Gains in Water Available For Use / Savings in Demand under the selected programme (Ml/d) input as +ve 2040-41: 1.6253; Gains in Water Available For Use / Savings in Demand under the selected programme (Ml/d) input as +ve 2041-42: 1.7724; Gains in Water Available For Use / Savings in Demand under the selected programme (Ml/d) input as +ve 2042-43: 1.9193; Gains in Water Available For Use / Savings in Demand under the selected programme (Ml/d) input as +ve 2043-44: 1.9669; Gains in Water Available For Use / Savings in Demand under the selected programme (Ml/d) input as +ve 2044-45: 2.0146; Gains in Water Available For Use / Savings in Demand under the selected programme (Ml/d) input as +ve 2045-46: 2.0619; Gains in Water Available For Use / Savings in Demand under the selected programme (Ml/d) input as +ve 2046-47: 2.1088; Gains in Water Available For Use / Savings in Demand under the selected programme (Ml/d) input as +ve 2047-48: 2.1559; Gains in Water Available For Use / Savings in Demand under the selected programme (Ml/d) input as +ve 2048-49: 2.2031; Gains in Water Available For Use / Savings in Demand under the selected programme (Ml/d) input as +ve 2049-50: 2.2502
52dA | Delay to new large NHH users to 2032. | NHH delay 2032 HRT | Change in levels of service | Customer Options | N | High Environmental Destination | ESWHRT | Ml/d | 2 | Gains in Water Available For Use / Savings in Demand under the selected programme (Ml/d) input as +ve 2021-22: 0; Gains in Water Available For Use / Savings in Demand under the selected programme (Ml/d) input as +ve 2022-23: 4.2757; Gains in Water Available For Use / Savings in Demand under the selected programme (Ml/d) input as +ve 2023-24: 4.0999; Gains in Water Available For Use / Savings in Demand under the selected programme (Ml/d) input as +ve 2024-25: 4.0759; Gains in Water Available For Use / Savings in Demand under the selected programme (Ml/d) input as +ve 2025-26: 3.8978; Gains in Water Available For Use / Savings in Demand under the selected programme (Ml/d) input as +ve 2026-27: 3.8622; Gains in Water Available For Use / Savings in Demand under the selected programme (Ml/d) input as +ve 2027-28: 3.873; Gains in Water Available For Use / Savings in Demand under the selected programme (Ml/d) input as +ve 2028-29: 3.8839; Gains in Water Available For Use / Savings in Demand under the selected programme (Ml/d) input as +ve 2029-30: 3.8941; Gains in Water Available For Use / Savings in Demand under the selected programme (Ml/d) input as +ve 2030-31: 3.9043; Gains in Water Available For Use / Savings in Demand under the selected programme (Ml/d) input as +ve 2031-32: 3.9144; Gains in Water Available For Use / Savings in Demand under the selected programme (Ml/d) input as +ve 2032-33: 0; Gains in Water Available For Use / Savings in Demand under the selected programme (Ml/d) input as +ve 2033-34: 0; Gains in Water Available For Use / Savings in Demand under the selected programme (Ml/d) input as +ve 2034-35: 0; Gains in Water Available For Use / Savings in Demand under the selected programme (Ml/d) input as +ve 2035-36: 0; Gains in Water Available For Use / Savings in Demand under the selected programme (Ml/d) input as +ve 2036-37: 0; Gains in Water Available For Use / Savings in Demand under the selected programme (Ml/d) input as +ve 2037-38: 0; Gains in Water Available For Use / Savings in Demand under the selected programme (Ml/d) input as +ve 2038-39: 0; Gains in Water Available For Use / Savings in Demand under the selected programme (Ml/d) input as +ve 2039-40: 0; Gains in Water Available For Use / Savings in Demand under the selected programme (Ml/d) input as +ve 2040-41: 0; Gains in Water Available For Use / Savings in Demand under the selected programme (Ml/d) input as +ve 2041-42: 0; Gains in Water Available For Use / Savings in Demand under the selected programme (Ml/d) input as +ve 2042-43: 0; Gains in Water Available For Use / Savings in Demand under the selected programme (Ml/d) input as +ve 2043-44: 0; Gains in Water Available For Use / Savings in Demand under the selected programme (Ml/d) input as +ve 2044-45: 0; Gains in Water Available For Use / Savings in Demand under the selected programme (Ml/d) input as +ve 2045-46: 0; Gains in Water Available For Use / Savings in Demand under the selected programme (Ml/d) input as +ve 2046-47: 0; Gains in Water Available For Use / Savings in Demand under the selected programme (Ml/d) input as +ve 2047-48: 0; Gains in Water Available For Use / Savings in Demand under the selected programme (Ml/d) input as +ve 2048-49: 0; Gains in Water Available For Use / Savings in Demand under the selected programme (Ml/d) input as +ve 2049-50: 0
Note on T8: [Threaded comment] Your version of Excel allows you to read this threaded comment; however, any edits to it will get removed if the file is opened in a newer version of Excel. Learn more: https://go.microsoft.com/fwlink/?linkid=870924 Comment: Figures are -ve because they are an increase to raw water and process losses, and so are a reduction to WAFU.
Note on U8: [Threaded comment] Your version of Excel allows you to read this threaded comment; however, any edits to it will get removed if the file is opened in a newer version of Excel. Learn more: https://go.microsoft.com/fwlink/?linkid=870924 Comment: Figures are -ve because they are an increase to raw water and process losses, and so are a reduction to WAFU.
Note on V8: [Threaded comment] Your version of Excel allows you to read this threaded comment; however, any edits to it will get removed if the file is opened in a newer version of Excel. Learn more: https://go.microsoft.com/fwlink/?linkid=870924 Comment: Figures are -ve because they are an increase to raw water and process losses, and so are a reduction to WAFU.
Note on W8: [Threaded comment] Your version of Excel allows you to read this threaded comment; however, any edits to it will get removed if the file is opened in a newer version of Excel. Learn more: https://go.microsoft.com/fwlink/?linkid=870924 Comment: Figures are -ve because they are an increase to raw water and process losses, and so are a reduction to WAFU.
Note on X8: [Threaded comment] Your version of Excel allows you to read this threaded comment; however, any edits to it will get removed if the file is opened in a newer version of Excel. Learn more: https://go.microsoft.com/fwlink/?linkid=870924 Comment: Figures are -ve because they are an increase to raw water and process losses, and so are a reduction to WAFU.
Note on Y8: [Threaded comment] Your version of Excel allows you to read this threaded comment; however, any edits to it will get removed if the file is opened in a newer version of Excel. Learn more: https://go.microsoft.com/fwlink/?linkid=870924 Comment: Figures are -ve because they are an increase to raw water and process losses, and so are a reduction to WAFU.
Note on Z8: [Threaded comment] Your version of Excel allows you to read this threaded comment; however, any edits to it will get removed if the file is opened in a newer version of Excel. Learn more: https://go.microsoft.com/fwlink/?linkid=870924 Comment: Figures are -ve because they are an increase to raw water and process losses, and so are a reduction to WAFU.
Note on AA8: [Threaded comment] Your version of Excel allows you to read this threaded comment; however, any edits to it will get removed if the file is opened in a newer version of Excel. Learn more: https://go.microsoft.com/fwlink/?linkid=870924 Comment: Figures are -ve because they are an increase to raw water and process losses, and so are a reduction to WAFU.
Note on AB8: [Threaded comment] Your version of Excel allows you to read this threaded comment; however, any edits to it will get removed if the file is opened in a newer version of Excel. Learn more: https://go.microsoft.com/fwlink/?linkid=870924 Comment: Figures are -ve because they are an increase to raw water and process losses, and so are a reduction to WAFU.
Note on AC8: [Threaded comment] Your version of Excel allows you to read this threaded comment; however, any edits to it will get removed if the file is opened in a newer version of Excel. Learn more: https://go.microsoft.com/fwlink/?linkid=870924 Comment: Figures are -ve because they are an increase to raw water and process losses, and so are a reduction to WAFU.
Note on AD8: [Threaded comment] Your version of Excel allows you to read this threaded comment; however, any edits to it will get removed if the file is opened in a newer version of Excel. Learn more: https://go.microsoft.com/fwlink/?linkid=870924 Comment: Figures are -ve because they are an increase to raw water and process losses, and so are a reduction to WAFU.
Note on AE8: [Threaded comment] Your version of Excel allows you to read this threaded comment; however, any edits to it will get removed if the file is opened in a newer version of Excel. Learn more: https://go.microsoft.com/fwlink/?linkid=870924 Comment: Figures are -ve because they are an increase to raw water and process losses, and so are a reduction to WAFU.
Note on AF8: [Threaded comment] Your version of Excel allows you to read this threaded comment; however, any edits to it will get removed if the file is opened in a newer version of Excel. Learn more: https://go.microsoft.com/fwlink/?linkid=870924 Comment: Figures are -ve because they are an increase to raw water and process losses, and so are a reduction to WAFU.
Note on AG8: [Threaded comment] Your version of Excel allows you to read this threaded comment; however, any edits to it will get removed if the file is opened in a newer version of Excel. Learn more: https://go.microsoft.com/fwlink/?linkid=870924 Comment: Figures are -ve because they are an increase to raw water and process losses, and so are a reduction to WAFU.
Note on AH8: [Threaded comment] Your version of Excel allows you to read this threaded comment; however, any edits to it will get removed if the file is opened in a newer version of Excel. Learn more: https://go.microsoft.com/fwlink/?linkid=870924 Comment: Figures are -ve because they are an increase to raw water and process losses, and so are a reduction to WAFU.
Note on AI8: [Threaded comment] Your version of Excel allows you to read this threaded comment; however, any edits to it will get removed if the file is opened in a newer version of Excel. Learn more: https://go.microsoft.com/fwlink/?linkid=870924 Comment: Figures are -ve because they are an increase to raw water and process losses, and so are a reduction to WAFU.
Note on AJ8: [Threaded comment] Your version of Excel allows you to read this threaded comment; however, any edits to it will get removed if the file is opened in a newer version of Excel. Learn more: https://go.microsoft.com/fwlink/?linkid=870924 Comment: Figures are -ve because they are an increase to raw water and process losses, and so are a reduction to WAFU.
Note on AK8: [Threaded comment] Your version of Excel allows you to read this threaded comment; however, any edits to it will get removed if the file is opened in a newer version of Excel. Learn more: https://go.microsoft.com/fwlink/?linkid=870924 Comment: Figures are -ve because they are an increase to raw water and process losses, and so are a reduction to WAFU.
Note on AL8: [Threaded comment] Your version of Excel allows you to read this threaded comment; however, any edits to it will get removed if the file is opened in a newer version of Excel. Learn more: https://go.microsoft.com/fwlink/?linkid=870924 Comment: Figures are -ve because they are an increase to raw water and process losses, and so are a reduction to WAFU.
Note on AM8: [Threaded comment] Your version of Excel allows you to read this threaded comment; however, any edits to it will get removed if the file is opened in a newer version of Excel. Learn more: https://go.microsoft.com/fwlink/?linkid=870924 Comment: Figures are -ve because they are an increase to raw water and process losses, and so are a reduction to WAFU.
Note on AN8: [Threaded comment] Your version of Excel allows you to read this threaded comment; however, any edits to it will get removed if the file is opened in a newer version of Excel. Learn more: https://go.microsoft.com/fwlink/?linkid=870924 Comment: Figures are -ve because they are an increase to raw water and process losses, and so are a reduction to WAFU.
Note on AO8: [Threaded comment] Your version of Excel allows you to read this threaded comment; however, any edits to it will get removed if the file is opened in a newer version of Excel. Learn more: https://go.microsoft.com/fwlink/?linkid=870924 Comment: Figures are -ve because they are an increase to raw water and process losses, and so are a reduction to WAFU.
Note on AP8: [Threaded comment] Your version of Excel allows you to read this threaded comment; however, any edits to it will get removed if the file is opened in a newer version of Excel. Learn more: https://go.microsoft.com/fwlink/?linkid=870924 Comment: Figures are -ve because they are an increase to raw water and process losses, and so are a reduction to WAFU.
Note on T9: [Threaded comment] Your version of Excel allows you to read this threaded comment; however, any edits to it will get removed if the file is opened in a newer version of Excel. Learn more: https://go.microsoft.com/fwlink/?linkid=870924 Comment: Figures are -ve because they are an increase to raw water and process losses, and so are a reduction to WAFU.
Note on U9: [Threaded comment] Your version of Excel allows you to read this threaded comment; however, any edits to it will get removed if the file is opened in a newer version of Excel. Learn more: https://go.microsoft.com/fwlink/?linkid=870924 Comment: Figures are -ve because they are an increase to raw water and process losses, and so are a reduction to WAFU.
Note on V9: [Threaded comment] Your version of Excel allows you to read this threaded comment; however, any edits to it will get removed if the file is opened in a newer version of Excel. Learn more: https://go.microsoft.com/fwlink/?linkid=870924 Comment: Figures are -ve because they are an increase to raw water and process losses, and so are a reduction to WAFU.
Note on W9: [Threaded comment] Your version of Excel allows you to read this threaded comment; however, any edits to it will get removed if the file is opened in a newer version of Excel. Learn more: https://go.microsoft.com/fwlink/?linkid=870924 Comment: Figures are -ve because they are an increase to raw water and process losses, and so are a reduction to WAFU.
Note on X9: [Threaded comment] Your version of Excel allows you to read this threaded comment; however, any edits to it will get removed if the file is opened in a newer version of Excel. Learn more: https://go.microsoft.com/fwlink/?linkid=870924 Comment: Figures are -ve because they are an increase to raw water and process losses, and so are a reduction to WAFU.
Note on Y9: [Threaded comment] Your version of Excel allows you to read this threaded comment; however, any edits to it will get removed if the file is opened in a newer version of Excel. Learn more: https://go.microsoft.com/fwlink/?linkid=870924 Comment: Figures are -ve because they are an increase to raw water and process losses, and so are a reduction to WAFU.
Note on Z9: [Threaded comment] Your version of Excel allows you to read this threaded comment; however, any edits to it will get removed if the file is opened in a newer version of Excel. Learn more: https://go.microsoft.com/fwlink/?linkid=870924 Comment: Figures are -ve because they are an increase to raw water and process losses, and so are a reduction to WAFU.
Note on AA9: [Threaded comment] Your version of Excel allows you to read this threaded comment; however, any edits to it will get removed if the file is opened in a newer version of Excel. Learn more: https://go.microsoft.com/fwlink/?linkid=870924 Comment: Figures are -ve because they are an increase to raw water and process losses, and so are a reduction to WAFU.
Note on AB9: [Threaded comment] Your version of Excel allows you to read this threaded comment; however, any edits to it will get removed if the file is opened in a newer version of Excel. Learn more: https://go.microsoft.com/fwlink/?linkid=870924 Comment: Figures are -ve because they are an increase to raw water and process losses, and so are a reduction to WAFU.
Note on AC9: [Threaded comment] Your version of Excel allows you to read this threaded comment; however, any edits to it will get removed if the file is opened in a newer version of Excel. Learn more: https://go.microsoft.com/fwlink/?linkid=870924 Comment: Figures are -ve because they are an increase to raw water and process losses, and so are a reduction to WAFU.
Note on AD9: [Threaded comment] Your version of Excel allows you to read this threaded comment; however, any edits to it will get removed if the file is opened in a newer version of Excel. Learn more: https://go.microsoft.com/fwlink/?linkid=870924 Comment: Figures are -ve because they are an increase to raw water and process losses, and so are a reduction to WAFU.
Note on AE9: [Threaded comment] Your version of Excel allows you to read this threaded comment; however, any edits to it will get removed if the file is opened in a newer version of Excel. Learn more: https://go.microsoft.com/fwlink/?linkid=870924 Comment: Figures are -ve because they are an increase to raw water and process losses, and so are a reduction to WAFU.
Note on AF9: [Threaded comment] Your version of Excel allows you to read this threaded comment; however, any edits to it will get removed if the file is opened in a newer version of Excel. Learn more: https://go.microsoft.com/fwlink/?linkid=870924 Comment: Figures are -ve because they are an increase to raw water and process losses, and so are a reduction to WAFU.
Note on AG9: [Threaded comment] Your version of Excel allows you to read this threaded comment; however, any edits to it will get removed if the file is opened in a newer version of Excel. Learn more: https://go.microsoft.com/fwlink/?linkid=870924 Comment: Figures are -ve because they are an increase to raw water and process losses, and so are a reduction to WAFU.
Note on AH9: [Threaded comment] Your version of Excel allows you to read this threaded comment; however, any edits to it will get removed if the file is opened in a newer version of Excel. Learn more: https://go.microsoft.com/fwlink/?linkid=870924 Comment: Figures are -ve because they are an increase to raw water and process losses, and so are a reduction to WAFU.
Note on AI9: [Threaded comment] Your version of Excel allows you to read this threaded comment; however, any edits to it will get removed if the file is opened in a newer version of Excel. Learn more: https://go.microsoft.com/fwlink/?linkid=870924 Comment: Figures are -ve because they are an increase to raw water and process losses, and so are a reduction to WAFU.
Note on AJ9: [Threaded comment] Your version of Excel allows you to read this threaded comment; however, any edits to it will get removed if the file is opened in a newer version of Excel. Learn more: https://go.microsoft.com/fwlink/?linkid=870924 Comment: Figures are -ve because they are an increase to raw water and process losses, and so are a reduction to WAFU.
Note on AK9: [Threaded comment] Your version of Excel allows you to read this threaded comment; however, any edits to it will get removed if the file is opened in a newer version of Excel. Learn more: https://go.microsoft.com/fwlink/?linkid=870924 Comment: Figures are -ve because they are an increase to raw water and process losses, and so are a reduction to WAFU.
Note on AL9: [Threaded comment] Your version of Excel allows you to read this threaded comment; however, any edits to it will get removed if the file is opened in a newer version of Excel. Learn more: https://go.microsoft.com/fwlink/?linkid=870924 Comment: Figures are -ve because they are an increase to raw water and process losses, and so are a reduction to WAFU.
Note on AM9: [Threaded comment] Your version of Excel allows you to read this threaded comment; however, any edits to it will get removed if the file is opened in a newer version of Excel. Learn more: https://go.microsoft.com/fwlink/?linkid=870924 Comment: Figures are -ve because they are an increase to raw water and process losses, and so are a reduction to WAFU.
Note on AN9: [Threaded comment] Your version of Excel allows you to read this threaded comment; however, any edits to it will get removed if the file is opened in a newer version of Excel. Learn more: https://go.microsoft.com/fwlink/?linkid=870924 Comment: Figures are -ve because they are an increase to raw water and process losses, and so are a reduction to WAFU.
Note on AO9: [Threaded comment] Your version of Excel allows you to read this threaded comment; however, any edits to it will get removed if the file is opened in a newer version of Excel. Learn more: https://go.microsoft.com/fwlink/?linkid=870924 Comment: Figures are -ve because they are an increase to raw water and process losses, and so are a reduction to WAFU.
Note on AP9: [Threaded comment] Your version of Excel allows you to read this threaded comment; however, any edits to it will get removed if the file is opened in a newer version of Excel. Learn more: https://go.microsoft.com/fwlink/?linkid=870924 Comment: Figures are -ve because they are an increase to raw water and process losses, and so are a reduction to WAFU.
Note on T10: [Threaded comment] Your version of Excel allows you to read this threaded comment; however, any edits to it will get removed if the file is opened in a newer version of Excel. Learn more: https://go.microsoft.com/fwlink/?linkid=870924 Comment: Figures are -ve because they are an increase to raw water and process losses, and so are a reduction to WAFU.
Note on U10: [Threaded comment] Your version of Excel allows you to read this threaded comment; however, any edits to it will get removed if the file is opened in a newer version of Excel. Learn more: https://go.microsoft.com/fwlink/?linkid=870924 Comment: Figures are -ve because they are an increase to raw water and process losses, and so are a reduction to WAFU.
Note on V10: [Threaded comment] Your version of Excel allows you to read this threaded comment; however, any edits to it will get removed if the file is opened in a newer version of Excel. Learn more: https://go.microsoft.com/fwlink/?linkid=870924 Comment: Figures are -ve because they are an increase to raw water and process losses, and so are a reduction to WAFU.
Note on W10: [Threaded comment] Your version of Excel allows you to read this threaded comment; however, any edits to it will get removed if the file is opened in a newer version of Excel. Learn more: https://go.microsoft.com/fwlink/?linkid=870924 Comment: Figures are -ve because they are an increase to raw water and process losses, and so are a reduction to WAFU.
Note on X10: [Threaded comment] Your version of Excel allows you to read this threaded comment; however, any edits to it will get removed if the file is opened in a newer version of Excel. Learn more: https://go.microsoft.com/fwlink/?linkid=870924 Comment: Figures are -ve because they are an increase to raw water and process losses, and so are a reduction to WAFU.
Note on Y10: [Threaded comment] Your version of Excel allows you to read this threaded comment; however, any edits to it will get removed if the file is opened in a newer version of Excel. Learn more: https://go.microsoft.com/fwlink/?linkid=870924 Comment: Figures are -ve because they are an increase to raw water and process losses, and so are a reduction to WAFU.
Note on Z10: [Threaded comment] Your version of Excel allows you to read this threaded comment; however, any edits to it will get removed if the file is opened in a newer version of Excel. Learn more: https://go.microsoft.com/fwlink/?linkid=870924 Comment: Figures are -ve because they are an increase to raw water and process losses, and so are a reduction to WAFU.
Note on AA10: [Threaded comment] Your version of Excel allows you to read this threaded comment; however, any edits to it will get removed if the file is opened in a newer version of Excel. Learn more: https://go.microsoft.com/fwlink/?linkid=870924 Comment: Figures are -ve because they are an increase to raw water and process losses, and so are a reduction to WAFU.
Note on AB10: [Threaded comment] Your version of Excel allows you to read this threaded comment; however, any edits to it will get removed if the file is opened in a newer version of Excel. Learn more: https://go.microsoft.com/fwlink/?linkid=870924 Comment: Figures are -ve because they are an increase to raw water and process losses, and so are a reduction to WAFU.
Note on AC10: [Threaded comment] Your version of Excel allows you to read this threaded comment; however, any edits to it will get removed if the file is opened in a newer version of Excel. Learn more: https://go.microsoft.com/fwlink/?linkid=870924 Comment: Figures are -ve because they are an increase to raw water and process losses, and so are a reduction to WAFU.
Note on AD10: [Threaded comment] Your version of Excel allows you to read this threaded comment; however, any edits to it will get removed if the file is opened in a newer version of Excel. Learn more: https://go.microsoft.com/fwlink/?linkid=870924 Comment: Figures are -ve because they are an increase to raw water and process losses, and so are a reduction to WAFU.
Note on AE10: [Threaded comment] Your version of Excel allows you to read this threaded comment; however, any edits to it will get removed if the file is opened in a newer version of Excel. Learn more: https://go.microsoft.com/fwlink/?linkid=870924 Comment: Figures are -ve because they are an increase to raw water and process losses, and so are a reduction to WAFU.
Note on AF10: [Threaded comment] Your version of Excel allows you to read this threaded comment; however, any edits to it will get removed if the file is opened in a newer version of Excel. Learn more: https://go.microsoft.com/fwlink/?linkid=870924 Comment: Figures are -ve because they are an increase to raw water and process losses, and so are a reduction to WAFU.
Note on AG10: [Threaded comment] Your version of Excel allows you to read this threaded comment; however, any edits to it will get removed if the file is opened in a newer version of Excel. Learn more: https://go.microsoft.com/fwlink/?linkid=870924 Comment: Figures are -ve because they are an increase to raw water and process losses, and so are a reduction to WAFU.
Note on AH10: [Threaded comment] Your version of Excel allows you to read this threaded comment; however, any edits to it will get removed if the file is opened in a newer version of Excel. Learn more: https://go.microsoft.com/fwlink/?linkid=870924 Comment: Figures are -ve because they are an increase to raw water and process losses, and so are a reduction to WAFU.
Note on AI10: [Threaded comment] Your version of Excel allows you to read this threaded comment; however, any edits to it will get removed if the file is opened in a newer version of Excel. Learn more: https://go.microsoft.com/fwlink/?linkid=870924 Comment: Figures are -ve because they are an increase to raw water and process losses, and so are a reduction to WAFU.
Note on AJ10: [Threaded comment] Your version of Excel allows you to read this threaded comment; however, any edits to it will get removed if the file is opened in a newer version of Excel. Learn more: https://go.microsoft.com/fwlink/?linkid=870924 Comment: Figures are -ve because they are an increase to raw water and process losses, and so are a reduction to WAFU.
Note on AK10: [Threaded comment] Your version of Excel allows you to read this threaded comment; however, any edits to it will get removed if the file is opened in a newer version of Excel. Learn more: https://go.microsoft.com/fwlink/?linkid=870924 Comment: Figures are -ve because they are an increase to raw water and process losses, and so are a reduction to WAFU.
Note on AL10: [Threaded comment] Your version of Excel allows you to read this threaded comment; however, any edits to it will get removed if the file is opened in a newer version of Excel. Learn more: https://go.microsoft.com/fwlink/?linkid=870924 Comment: Figures are -ve because they are an increase to raw water and process losses, and so are a reduction to WAFU.
Note on AM10: [Threaded comment] Your version of Excel allows you to read this threaded comment; however, any edits to it will get removed if the file is opened in a newer version of Excel. Learn more: https://go.microsoft.com/fwlink/?linkid=870924 Comment: Figures are -ve because they are an increase to raw water and process losses, and so are a reduction to WAFU.
Note on AN10: [Threaded comment] Your version of Excel allows you to read this threaded comment; however, any edits to it will get removed if the file is opened in a newer version of Excel. Learn more: https://go.microsoft.com/fwlink/?linkid=870924 Comment: Figures are -ve because they are an increase to raw water and process losses, and so are a reduction to WAFU.
Note on AO10: [Threaded comment] Your version of Excel allows you to read this threaded comment; however, any edits to it will get removed if the file is opened in a newer version of Excel. Learn more: https://go.microsoft.com/fwlink/?linkid=870924 Comment: Figures are -ve because they are an increase to raw water and process losses, and so are a reduction to WAFU.
Note on AP10: [Threaded comment] Your version of Excel allows you to read this threaded comment; however, any edits to it will get removed if the file is opened in a newer version of Excel. Learn more: https://go.microsoft.com/fwlink/?linkid=870924 Comment: Figures are -ve because they are an increase to raw water and process losses, and so are a reduction to WAFU.
Note on T11: [Threaded comment] Your version of Excel allows you to read this threaded comment; however, any edits to it will get removed if the file is opened in a newer version of Excel. Learn more: https://go.microsoft.com/fwlink/?linkid=870924 Comment: Figures are -ve because they are an increase to raw water and process losses, and so are a reduction to WAFU.
Note on U11: [Threaded comment] Your version of Excel allows you to read this threaded comment; however, any edits to it will get removed if the file is opened in a newer version of Excel. Learn more: https://go.microsoft.com/fwlink/?linkid=870924 Comment: Figures are -ve because they are an increase to raw water and process losses, and so are a reduction to WAFU.
Note on V11: [Threaded comment] Your version of Excel allows you to read this threaded comment; however, any edits to it will get removed if the file is opened in a newer version of Excel. Learn more: https://go.microsoft.com/fwlink/?linkid=870924 Comment: Figures are -ve because they are an increase to raw water and process losses, and so are a reduction to WAFU.
Note on W11: [Threaded comment] Your version of Excel allows you to read this threaded comment; however, any edits to it will get removed if the file is opened in a newer version of Excel. Learn more: https://go.microsoft.com/fwlink/?linkid=870924 Comment: Figures are -ve because they are an increase to raw water and process losses, and so are a reduction to WAFU.
Note on X11: [Threaded comment] Your version of Excel allows you to read this threaded comment; however, any edits to it will get removed if the file is opened in a newer version of Excel. Learn more: https://go.microsoft.com/fwlink/?linkid=870924 Comment: Figures are -ve because they are an increase to raw water and process losses, and so are a reduction to WAFU.
Note on Y11: [Threaded comment] Your version of Excel allows you to read this threaded comment; however, any edits to it will get removed if the file is opened in a newer version of Excel. Learn more: https://go.microsoft.com/fwlink/?linkid=870924 Comment: Figures are -ve because they are an increase to raw water and process losses, and so are a reduction to WAFU.
Note on Z11: [Threaded comment] Your version of Excel allows you to read this threaded comment; however, any edits to it will get removed if the file is opened in a newer version of Excel. Learn more: https://go.microsoft.com/fwlink/?linkid=870924 Comment: Figures are -ve because they are an increase to raw water and process losses, and so are a reduction to WAFU.
Note on AA11: [Threaded comment] Your version of Excel allows you to read this threaded comment; however, any edits to it will get removed if the file is opened in a newer version of Excel. Learn more: https://go.microsoft.com/fwlink/?linkid=870924 Comment: Figures are -ve because they are an increase to raw water and process losses, and so are a reduction to WAFU.
Note on AB11: [Threaded comment] Your version of Excel allows you to read this threaded comment; however, any edits to it will get removed if the file is opened in a newer version of Excel. Learn more: https://go.microsoft.com/fwlink/?linkid=870924 Comment: Figures are -ve because they are an increase to raw water and process losses, and so are a reduction to WAFU.
Note on AC11: [Threaded comment] Your version of Excel allows you to read this threaded comment; however, any edits to it will get removed if the file is opened in a newer version of Excel. Learn more: https://go.microsoft.com/fwlink/?linkid=870924 Comment: Figures are -ve because they are an increase to raw water and process losses, and so are a reduction to WAFU.
Note on AD11: [Threaded comment] Your version of Excel allows you to read this threaded comment; however, any edits to it will get removed if the file is opened in a newer version of Excel. Learn more: https://go.microsoft.com/fwlink/?linkid=870924 Comment: Figures are -ve because they are an increase to raw water and process losses, and so are a reduction to WAFU.
Note on AE11: [Threaded comment] Your version of Excel allows you to read this threaded comment; however, any edits to it will get removed if the file is opened in a newer version of Excel. Learn more: https://go.microsoft.com/fwlink/?linkid=870924 Comment: Figures are -ve because they are an increase to raw water and process losses, and so are a reduction to WAFU.
Note on AF11: [Threaded comment] Your version of Excel allows you to read this threaded comment; however, any edits to it will get removed if the file is opened in a newer version of Excel. Learn more: https://go.microsoft.com/fwlink/?linkid=870924 Comment: Figures are -ve because they are an increase to raw water and process losses, and so are a reduction to WAFU.
Note on AG11: [Threaded comment] Your version of Excel allows you to read this threaded comment; however, any edits to it will get removed if the file is opened in a newer version of Excel. Learn more: https://go.microsoft.com/fwlink/?linkid=870924 Comment: Figures are -ve because they are an increase to raw water and process losses, and so are a reduction to WAFU.
Note on AH11: [Threaded comment] Your version of Excel allows you to read this threaded comment; however, any edits to it will get removed if the file is opened in a newer version of Excel. Learn more: https://go.microsoft.com/fwlink/?linkid=870924 Comment: Figures are -ve because they are an increase to raw water and process losses, and so are a reduction to WAFU.
Note on AI11: [Threaded comment] Your version of Excel allows you to read this threaded comment; however, any edits to it will get removed if the file is opened in a newer version of Excel. Learn more: https://go.microsoft.com/fwlink/?linkid=870924 Comment: Figures are -ve because they are an increase to raw water and process losses, and so are a reduction to WAFU.
Note on AJ11: [Threaded comment] Your version of Excel allows you to read this threaded comment; however, any edits to it will get removed if the file is opened in a newer version of Excel. Learn more: https://go.microsoft.com/fwlink/?linkid=870924 Comment: Figures are -ve because they are an increase to raw water and process losses, and so are a reduction to WAFU.
Note on AK11: [Threaded comment] Your version of Excel allows you to read this threaded comment; however, any edits to it will get removed if the file is opened in a newer version of Excel. Learn more: https://go.microsoft.com/fwlink/?linkid=870924 Comment: Figures are -ve because they are an increase to raw water and process losses, and so are a reduction to WAFU.
Note on AL11: [Threaded comment] Your version of Excel allows you to read this threaded comment; however, any edits to it will get removed if the file is opened in a newer version of Excel. Learn more: https://go.microsoft.com/fwlink/?linkid=870924 Comment: Figures are -ve because they are an increase to raw water and process losses, and so are a reduction to WAFU.
Note on AM11: [Threaded comment] Your version of Excel allows you to read this threaded comment; however, any edits to it will get removed if the file is opened in a newer version of Excel. Learn more: https://go.microsoft.com/fwlink/?linkid=870924 Comment: Figures are -ve because they are an increase to raw water and process losses, and so are a reduction to WAFU.
Note on AN11: [Threaded comment] Your version of Excel allows you to read this threaded comment; however, any edits to it will get removed if the file is opened in a newer version of Excel. Learn more: https://go.microsoft.com/fwlink/?linkid=870924 Comment: Figures are -ve because they are an increase to raw water and process losses, and so are a reduction to WAFU.
Note on AO11: [Threaded comment] Your version of Excel allows you to read this threaded comment; however, any edits to it will get removed if the file is opened in a newer version of Excel. Learn more: https://go.microsoft.com/fwlink/?linkid=870924 Comment: Figures are -ve because they are an increase to raw water and process losses, and so are a reduction to WAFU.
Note on AP11: [Threaded comment] Your version of Excel allows you to read this threaded comment; however, any edits to it will get removed if the file is opened in a newer version of Excel. Learn more: https://go.microsoft.com/fwlink/?linkid=870924 Comment: Figures are -ve because they are an increase to raw water and process losses, and so are a reduction to WAFU.
Note on T12: [Threaded comment] Your version of Excel allows you to read this threaded comment; however, any edits to it will get removed if the file is opened in a newer version of Excel. Learn more: https://go.microsoft.com/fwlink/?linkid=870924 Comment: Figures are -ve because they are an increase to raw water and process losses, and so are a reduction to WAFU.
Note on U12: [Threaded comment] Your version of Excel allows you to read this threaded comment; however, any edits to it will get removed if the file is opened in a newer version of Excel. Learn more: https://go.microsoft.com/fwlink/?linkid=870924 Comment: Figures are -ve because they are an increase to raw water and process losses, and so are a reduction to WAFU.
Note on V12: [Threaded comment] Your version of Excel allows you to read this threaded comment; however, any edits to it will get removed if the file is opened in a newer version of Excel. Learn more: https://go.microsoft.com/fwlink/?linkid=870924 Comment: Figures are -ve because they are an increase to raw water and process losses, and so are a reduction to WAFU.
Note on W12: [Threaded comment] Your version of Excel allows you to read this threaded comment; however, any edits to it will get removed if the file is opened in a newer version of Excel. Learn more: https://go.microsoft.com/fwlink/?linkid=870924 Comment: Figures are -ve because they are an increase to raw water and process losses, and so are a reduction to WAFU.
Note on X12: [Threaded comment] Your version of Excel allows you to read this threaded comment; however, any edits to it will get removed if the file is opened in a newer version of Excel. Learn more: https://go.microsoft.com/fwlink/?linkid=870924 Comment: Figures are -ve because they are an increase to raw water and process losses, and so are a reduction to WAFU.
Note on Y12: [Threaded comment] Your version of Excel allows you to read this threaded comment; however, any edits to it will get removed if the file is opened in a newer version of Excel. Learn more: https://go.microsoft.com/fwlink/?linkid=870924 Comment: Figures are -ve because they are an increase to raw water and process losses, and so are a reduction to WAFU.
Note on Z12: [Threaded comment] Your version of Excel allows you to read this threaded comment; however, any edits to it will get removed if the file is opened in a newer version of Excel. Learn more: https://go.microsoft.com/fwlink/?linkid=870924 Comment: Figures are -ve because they are an increase to raw water and process losses, and so are a reduction to WAFU.
Note on AA12: [Threaded comment] Your version of Excel allows you to read this threaded comment; however, any edits to it will get removed if the file is opened in a newer version of Excel. Learn more: https://go.microsoft.com/fwlink/?linkid=870924 Comment: Figures are -ve because they are an increase to raw water and process losses, and so are a reduction to WAFU.
Note on AB12: [Threaded comment] Your version of Excel allows you to read this threaded comment; however, any edits to it will get removed if the file is opened in a newer version of Excel. Learn more: https://go.microsoft.com/fwlink/?linkid=870924 Comment: Figures are -ve because they are an increase to raw water and process losses, and so are a reduction to WAFU.
Note on AC12: [Threaded comment] Your version of Excel allows you to read this threaded comment; however, any edits to it will get removed if the file is opened in a newer version of Excel. Learn more: https://go.microsoft.com/fwlink/?linkid=870924 Comment: Figures are -ve because they are an increase to raw water and process losses, and so are a reduction to WAFU.
Note on AD12: [Threaded comment] Your version of Excel allows you to read this threaded comment; however, any edits to it will get removed if the file is opened in a newer version of Excel. Learn more: https://go.microsoft.com/fwlink/?linkid=870924 Comment: Figures are -ve because they are an increase to raw water and process losses, and so are a reduction to WAFU.
Note on AE12: [Threaded comment] Your version of Excel allows you to read this threaded comment; however, any edits to it will get removed if the file is opened in a newer version of Excel. Learn more: https://go.microsoft.com/fwlink/?linkid=870924 Comment: Figures are -ve because they are an increase to raw water and process losses, and so are a reduction to WAFU.
Note on AF12: [Threaded comment] Your version of Excel allows you to read this threaded comment; however, any edits to it will get removed if the file is opened in a newer version of Excel. Learn more: https://go.microsoft.com/fwlink/?linkid=870924 Comment: Figures are -ve because they are an increase to raw water and process losses, and so are a reduction to WAFU.
Note on AG12: [Threaded comment] Your version of Excel allows you to read this threaded comment; however, any edits to it will get removed if the file is opened in a newer version of Excel. Learn more: https://go.microsoft.com/fwlink/?linkid=870924 Comment: Figures are -ve because they are an increase to raw water and process losses, and so are a reduction to WAFU.
Note on AH12: [Threaded comment] Your version of Excel allows you to read this threaded comment; however, any edits to it will get removed if the file is opened in a newer version of Excel. Learn more: https://go.microsoft.com/fwlink/?linkid=870924 Comment: Figures are -ve because they are an increase to raw water and process losses, and so are a reduction to WAFU.
Note on AI12: [Threaded comment] Your version of Excel allows you to read this threaded comment; however, any edits to it will get removed if the file is opened in a newer version of Excel. Learn more: https://go.microsoft.com/fwlink/?linkid=870924 Comment: Figures are -ve because they are an increase to raw water and process losses, and so are a reduction to WAFU.
Note on AJ12: [Threaded comment] Your version of Excel allows you to read this threaded comment; however, any edits to it will get removed if the file is opened in a newer version of Excel. Learn more: https://go.microsoft.com/fwlink/?linkid=870924 Comment: Figures are -ve because they are an increase to raw water and process losses, and so are a reduction to WAFU.
Note on AK12: [Threaded comment] Your version of Excel allows you to read this threaded comment; however, any edits to it will get removed if the file is opened in a newer version of Excel. Learn more: https://go.microsoft.com/fwlink/?linkid=870924 Comment: Figures are -ve because they are an increase to raw water and process losses, and so are a reduction to WAFU.
Note on AL12: [Threaded comment] Your version of Excel allows you to read this threaded comment; however, any edits to it will get removed if the file is opened in a newer version of Excel. Learn more: https://go.microsoft.com/fwlink/?linkid=870924 Comment: Figures are -ve because they are an increase to raw water and process losses, and so are a reduction to WAFU.
Note on AM12: [Threaded comment] Your version of Excel allows you to read this threaded comment; however, any edits to it will get removed if the file is opened in a newer version of Excel. Learn more: https://go.microsoft.com/fwlink/?linkid=870924 Comment: Figures are -ve because they are an increase to raw water and process losses, and so are a reduction to WAFU.
Note on AN12: [Threaded comment] Your version of Excel allows you to read this threaded comment; however, any edits to it will get removed if the file is opened in a newer version of Excel. Learn more: https://go.microsoft.com/fwlink/?linkid=870924 Comment: Figures are -ve because they are an increase to raw water and process losses, and so are a reduction to WAFU.
Note on AO12: [Threaded comment] Your version of Excel allows you to read this threaded comment; however, any edits to it will get removed if the file is opened in a newer version of Excel. Learn more: https://go.microsoft.com/fwlink/?linkid=870924 Comment: Figures are -ve because they are an increase to raw water and process losses, and so are a reduction to WAFU.
Note on AP12: [Threaded comment] Your version of Excel allows you to read this threaded comment; however, any edits to it will get removed if the file is opened in a newer version of Excel. Learn more: https://go.microsoft.com/fwlink/?linkid=870924 Comment: Figures are -ve because they are an increase to raw water and process losses, and so are a reduction to WAFU.
Note on T13: [Threaded comment] Your version of Excel allows you to read this threaded comment; however, any edits to it will get removed if the file is opened in a newer version of Excel. Learn more: https://go.microsoft.com/fwlink/?linkid=870924 Comment: Figures are -ve because they are an increase to raw water and process losses, and so are a reduction to WAFU.
Note on U13: [Threaded comment] Your version of Excel allows you to read this threaded comment; however, any edits to it will get removed if the file is opened in a newer version of Excel. Learn more: https://go.microsoft.com/fwlink/?linkid=870924 Comment: Figures are -ve because they are an increase to raw water and process losses, and so are a reduction to WAFU.
Note on V13: [Threaded comment] Your version of Excel allows you to read this threaded comment; however, any edits to it will get removed if the file is opened in a newer version of Excel. Learn more: https://go.microsoft.com/fwlink/?linkid=870924 Comment: Figures are -ve because they are an increase to raw water and process losses, and so are a reduction to WAFU.
Note on W13: [Threaded comment] Your version of Excel allows you to read this threaded comment; however, any edits to it will get removed if the file is opened in a newer version of Excel. Learn more: https://go.microsoft.com/fwlink/?linkid=870924 Comment: Figures are -ve because they are an increase to raw water and process losses, and so are a reduction to WAFU.
Note on X13: [Threaded comment] Your version of Excel allows you to read this threaded comment; however, any edits to it will get removed if the file is opened in a newer version of Excel. Learn more: https://go.microsoft.com/fwlink/?linkid=870924 Comment: Figures are -ve because they are an increase to raw water and process losses, and so are a reduction to WAFU.
Note on Y13: [Threaded comment] Your version of Excel allows you to read this threaded comment; however, any edits to it will get removed if the file is opened in a newer version of Excel. Learn more: https://go.microsoft.com/fwlink/?linkid=870924 Comment: Figures are -ve because they are an increase to raw water and process losses, and so are a reduction to WAFU.
Note on Z13: [Threaded comment] Your version of Excel allows you to read this threaded comment; however, any edits to it will get removed if the file is opened in a newer version of Excel. Learn more: https://go.microsoft.com/fwlink/?linkid=870924 Comment: Figures are -ve because they are an increase to raw water and process losses, and so are a reduction to WAFU.
Note on AA13: [Threaded comment] Your version of Excel allows you to read this threaded comment; however, any edits to it will get removed if the file is opened in a newer version of Excel. Learn more: https://go.microsoft.com/fwlink/?linkid=870924 Comment: Figures are -ve because they are an increase to raw water and process losses, and so are a reduction to WAFU.
Note on AB13: [Threaded comment] Your version of Excel allows you to read this threaded comment; however, any edits to it will get removed if the file is opened in a newer version of Excel. Learn more: https://go.microsoft.com/fwlink/?linkid=870924 Comment: Figures are -ve because they are an increase to raw water and process losses, and so are a reduction to WAFU.
Note on AC13: [Threaded comment] Your version of Excel allows you to read this threaded comment; however, any edits to it will get removed if the file is opened in a newer version of Excel. Learn more: https://go.microsoft.com/fwlink/?linkid=870924 Comment: Figures are -ve because they are an increase to raw water and process losses, and so are a reduction to WAFU.
Note on AD13: [Threaded comment] Your version of Excel allows you to read this threaded comment; however, any edits to it will get removed if the file is opened in a newer version of Excel. Learn more: https://go.microsoft.com/fwlink/?linkid=870924 Comment: Figures are -ve because they are an increase to raw water and process losses, and so are a reduction to WAFU.
Note on AE13: [Threaded comment] Your version of Excel allows you to read this threaded comment; however, any edits to it will get removed if the file is opened in a newer version of Excel. Learn more: https://go.microsoft.com/fwlink/?linkid=870924 Comment: Figures are -ve because they are an increase to raw water and process losses, and so are a reduction to WAFU.
Note on AF13: [Threaded comment] Your version of Excel allows you to read this threaded comment; however, any edits to it will get removed if the file is opened in a newer version of Excel. Learn more: https://go.microsoft.com/fwlink/?linkid=870924 Comment: Figures are -ve because they are an increase to raw water and process losses, and so are a reduction to WAFU.
Note on AG13: [Threaded comment] Your version of Excel allows you to read this threaded comment; however, any edits to it will get removed if the file is opened in a newer version of Excel. Learn more: https://go.microsoft.com/fwlink/?linkid=870924 Comment: Figures are -ve because they are an increase to raw water and process losses, and so are a reduction to WAFU.
Note on AH13: [Threaded comment] Your version of Excel allows you to read this threaded comment; however, any edits to it will get removed if the file is opened in a newer version of Excel. Learn more: https://go.microsoft.com/fwlink/?linkid=870924 Comment: Figures are -ve because they are an increase to raw water and process losses, and so are a reduction to WAFU.
Note on AI13: [Threaded comment] Your version of Excel allows you to read this threaded comment; however, any edits to it will get removed if the file is opened in a newer version of Excel. Learn more: https://go.microsoft.com/fwlink/?linkid=870924 Comment: Figures are -ve because they are an increase to raw water and process losses, and so are a reduction to WAFU.
Note on AJ13: [Threaded comment] Your version of Excel allows you to read this threaded comment; however, any edits to it will get removed if the file is opened in a newer version of Excel. Learn more: https://go.microsoft.com/fwlink/?linkid=870924 Comment: Figures are -ve because they are an increase to raw water and process losses, and so are a reduction to WAFU.
Note on AK13: [Threaded comment] Your version of Excel allows you to read this threaded comment; however, any edits to it will get removed if the file is opened in a newer version of Excel. Learn more: https://go.microsoft.com/fwlink/?linkid=870924 Comment: Figures are -ve because they are an increase to raw water and process losses, and so are a reduction to WAFU.
Note on AL13: [Threaded comment] Your version of Excel allows you to read this threaded comment; however, any edits to it will get removed if the file is opened in a newer version of Excel. Learn more: https://go.microsoft.com/fwlink/?linkid=870924 Comment: Figures are -ve because they are an increase to raw water and process losses, and so are a reduction to WAFU.
Note on AM13: [Threaded comment] Your version of Excel allows you to read this threaded comment; however, any edits to it will get removed if the file is opened in a newer version of Excel. Learn more: https://go.microsoft.com/fwlink/?linkid=870924 Comment: Figures are -ve because they are an increase to raw water and process losses, and so are a reduction to WAFU.
Note on AN13: [Threaded comment] Your version of Excel allows you to read this threaded comment; however, any edits to it will get removed if the file is opened in a newer version of Excel. Learn more: https://go.microsoft.com/fwlink/?linkid=870924 Comment: Figures are -ve because they are an increase to raw water and process losses, and so are a reduction to WAFU.
Note on AO13: [Threaded comment] Your version of Excel allows you to read this threaded comment; however, any edits to it will get removed if the file is opened in a newer version of Excel. Learn more: https://go.microsoft.com/fwlink/?linkid=870924 Comment: Figures are -ve because they are an increase to raw water and process losses, and so are a reduction to WAFU.
Note on AP13: [Threaded comment] Your version of Excel allows you to read this threaded comment; however, any edits to it will get removed if the file is opened in a newer version of Excel. Learn more: https://go.microsoft.com/fwlink/?linkid=870924 Comment: Figures are -ve because they are an increase to raw water and process losses, and so are a reduction to WAFU.
Note on T14: [Threaded comment] Your version of Excel allows you to read this threaded comment; however, any edits to it will get removed if the file is opened in a newer version of Excel. Learn more: https://go.microsoft.com/fwlink/?linkid=870924 Comment: Figures are -ve because they are an increase to raw water and process losses, and so are a reduction to WAFU.
Note on U14: [Threaded comment] Your version of Excel allows you to read this threaded comment; however, any edits to it will get removed if the file is opened in a newer version of Excel. Learn more: https://go.microsoft.com/fwlink/?linkid=870924 Comment: Figures are -ve because they are an increase to raw water and process losses, and so are a reduction to WAFU.
Note on V14: [Threaded comment] Your version of Excel allows you to read this threaded comment; however, any edits to it will get removed if the file is opened in a newer version of Excel. Learn more: https://go.microsoft.com/fwlink/?linkid=870924 Comment: Figures are -ve because they are an increase to raw water and process losses, and so are a reduction to WAFU.
Note on W14: [Threaded comment] Your version of Excel allows you to read this threaded comment; however, any edits to it will get removed if the file is opened in a newer version of Excel. Learn more: https://go.microsoft.com/fwlink/?linkid=870924 Comment: Figures are -ve because they are an increase to raw water and process losses, and so are a reduction to WAFU.
Note on X14: [Threaded comment] Your version of Excel allows you to read this threaded comment; however, any edits to it will get removed if the file is opened in a newer version of Excel. Learn more: https://go.microsoft.com/fwlink/?linkid=870924 Comment: Figures are -ve because they are an increase to raw water and process losses, and so are a reduction to WAFU.
Note on Y14: [Threaded comment] Your version of Excel allows you to read this threaded comment; however, any edits to it will get removed if the file is opened in a newer version of Excel. Learn more: https://go.microsoft.com/fwlink/?linkid=870924 Comment: Figures are -ve because they are an increase to raw water and process losses, and so are a reduction to WAFU.
Note on Z14: [Threaded comment] Your version of Excel allows you to read this threaded comment; however, any edits to it will get removed if the file is opened in a newer version of Excel. Learn more: https://go.microsoft.com/fwlink/?linkid=870924 Comment: Figures are -ve because they are an increase to raw water and process losses, and so are a reduction to WAFU.
Note on AA14: [Threaded comment] Your version of Excel allows you to read this threaded comment; however, any edits to it will get removed if the file is opened in a newer version of Excel. Learn more: https://go.microsoft.com/fwlink/?linkid=870924 Comment: Figures are -ve because they are an increase to raw water and process losses, and so are a reduction to WAFU.
Note on AB14: [Threaded comment] Your version of Excel allows you to read this threaded comment; however, any edits to it will get removed if the file is opened in a newer version of Excel. Learn more: https://go.microsoft.com/fwlink/?linkid=870924 Comment: Figures are -ve because they are an increase to raw water and process losses, and so are a reduction to WAFU.
Note on AC14: [Threaded comment] Your version of Excel allows you to read this threaded comment; however, any edits to it will get removed if the file is opened in a newer version of Excel. Learn more: https://go.microsoft.com/fwlink/?linkid=870924 Comment: Figures are -ve because they are an increase to raw water and process losses, and so are a reduction to WAFU.
Note on AD14: [Threaded comment] Your version of Excel allows you to read this threaded comment; however, any edits to it will get removed if the file is opened in a newer version of Excel. Learn more: https://go.microsoft.com/fwlink/?linkid=870924 Comment: Figures are -ve because they are an increase to raw water and process losses, and so are a reduction to WAFU.
Note on AE14: [Threaded comment] Your version of Excel allows you to read this threaded comment; however, any edits to it will get removed if the file is opened in a newer version of Excel. Learn more: https://go.microsoft.com/fwlink/?linkid=870924 Comment: Figures are -ve because they are an increase to raw water and process losses, and so are a reduction to WAFU.
Note on AF14: [Threaded comment] Your version of Excel allows you to read this threaded comment; however, any edits to it will get removed if the file is opened in a newer version of Excel. Learn more: https://go.microsoft.com/fwlink/?linkid=870924 Comment: Figures are -ve because they are an increase to raw water and process losses, and so are a reduction to WAFU.
Note on AG14: [Threaded comment] Your version of Excel allows you to read this threaded comment; however, any edits to it will get removed if the file is opened in a newer version of Excel. Learn more: https://go.microsoft.com/fwlink/?linkid=870924 Comment: Figures are -ve because they are an increase to raw water and process losses, and so are a reduction to WAFU.
Note on AH14: [Threaded comment] Your version of Excel allows you to read this threaded comment; however, any edits to it will get removed if the file is opened in a newer version of Excel. Learn more: https://go.microsoft.com/fwlink/?linkid=870924 Comment: Figures are -ve because they are an increase to raw water and process losses, and so are a reduction to WAFU.
Note on AI14: [Threaded comment] Your version of Excel allows you to read this threaded comment; however, any edits to it will get removed if the file is opened in a newer version of Excel. Learn more: https://go.microsoft.com/fwlink/?linkid=870924 Comment: Figures are -ve because they are an increase to raw water and process losses, and so are a reduction to WAFU.
Note on AJ14: [Threaded comment] Your version of Excel allows you to read this threaded comment; however, any edits to it will get removed if the file is opened in a newer version of Excel. Learn more: https://go.microsoft.com/fwlink/?linkid=870924 Comment: Figures are -ve because they are an increase to raw water and process losses, and so are a reduction to WAFU.
Note on AK14: [Threaded comment] Your version of Excel allows you to read this threaded comment; however, any edits to it will get removed if the file is opened in a newer version of Excel. Learn more: https://go.microsoft.com/fwlink/?linkid=870924 Comment: Figures are -ve because they are an increase to raw water and process losses, and so are a reduction to WAFU.
Note on AL14: [Threaded comment] Your version of Excel allows you to read this threaded comment; however, any edits to it will get removed if the file is opened in a newer version of Excel. Learn more: https://go.microsoft.com/fwlink/?linkid=870924 Comment: Figures are -ve because they are an increase to raw water and process losses, and so are a reduction to WAFU.
Note on AM14: [Threaded comment] Your version of Excel allows you to read this threaded comment; however, any edits to it will get removed if the file is opened in a newer version of Excel. Learn more: https://go.microsoft.com/fwlink/?linkid=870924 Comment: Figures are -ve because they are an increase to raw water and process losses, and so are a reduction to WAFU.
Note on AN14: [Threaded comment] Your version of Excel allows you to read this threaded comment; however, any edits to it will get removed if the file is opened in a newer version of Excel. Learn more: https://go.microsoft.com/fwlink/?linkid=870924 Comment: Figures are -ve because they are an increase to raw water and process losses, and so are a reduction to WAFU.
Note on AO14: [Threaded comment] Your version of Excel allows you to read this threaded comment; however, any edits to it will get removed if the file is opened in a newer version of Excel. Learn more: https://go.microsoft.com/fwlink/?linkid=870924 Comment: Figures are -ve because they are an increase to raw water and process losses, and so are a reduction to WAFU.
Note on AP14: [Threaded comment] Your version of Excel allows you to read this threaded comment; however, any edits to it will get removed if the file is opened in a newer version of Excel. Learn more: https://go.microsoft.com/fwlink/?linkid=870924 Comment: Figures are -ve because they are an increase to raw water and process losses, and so are a reduction to WAFU.
Note on T15: [Threaded comment] Your version of Excel allows you to read this threaded comment; however, any edits to it will get removed if the file is opened in a newer version of Excel. Learn more: https://go.microsoft.com/fwlink/?linkid=870924 Comment: Figures are -ve because they are an increase to raw water and process losses, and so are a reduction to WAFU.
Note on U15: [Threaded comment] Your version of Excel allows you to read this threaded comment; however, any edits to it will get removed if the file is opened in a newer version of Excel. Learn more: https://go.microsoft.com/fwlink/?linkid=870924 Comment: Figures are -ve because they are an increase to raw water and process losses, and so are a reduction to WAFU.
Note on V15: [Threaded comment] Your version of Excel allows you to read this threaded comment; however, any edits to it will get removed if the file is opened in a newer version of Excel. Learn more: https://go.microsoft.com/fwlink/?linkid=870924 Comment: Figures are -ve because they are an increase to raw water and process losses, and so are a reduction to WAFU.
Note on W15: [Threaded comment] Your version of Excel allows you to read this threaded comment; however, any edits to it will get removed if the file is opened in a newer version of Excel. Learn more: https://go.microsoft.com/fwlink/?linkid=870924 Comment: Figures are -ve because they are an increase to raw water and process losses, and so are a reduction to WAFU.
Note on X15: [Threaded comment] Your version of Excel allows you to read this threaded comment; however, any edits to it will get removed if the file is opened in a newer version of Excel. Learn more: https://go.microsoft.com/fwlink/?linkid=870924 Comment: Figures are -ve because they are an increase to raw water and process losses, and so are a reduction to WAFU.
Note on Y15: [Threaded comment] Your version of Excel allows you to read this threaded comment; however, any edits to it will get removed if the file is opened in a newer version of Excel. Learn more: https://go.microsoft.com/fwlink/?linkid=870924 Comment: Figures are -ve because they are an increase to raw water and process losses, and so are a reduction to WAFU.
Note on Z15: [Threaded comment] Your version of Excel allows you to read this threaded comment; however, any edits to it will get removed if the file is opened in a newer version of Excel. Learn more: https://go.microsoft.com/fwlink/?linkid=870924 Comment: Figures are -ve because they are an increase to raw water and process losses, and so are a reduction to WAFU.
Note on AA15: [Threaded comment] Your version of Excel allows you to read this threaded comment; however, any edits to it will get removed if the file is opened in a newer version of Excel. Learn more: https://go.microsoft.com/fwlink/?linkid=870924 Comment: Figures are -ve because they are an increase to raw water and process losses, and so are a reduction to WAFU.
Note on AB15: [Threaded comment] Your version of Excel allows you to read this threaded comment; however, any edits to it will get removed if the file is opened in a newer version of Excel. Learn more: https://go.microsoft.com/fwlink/?linkid=870924 Comment: Figures are -ve because they are an increase to raw water and process losses, and so are a reduction to WAFU.
Note on AC15: [Threaded comment] Your version of Excel allows you to read this threaded comment; however, any edits to it will get removed if the file is opened in a newer version of Excel. Learn more: https://go.microsoft.com/fwlink/?linkid=870924 Comment: Figures are -ve because they are an increase to raw water and process losses, and so are a reduction to WAFU.
Note on AD15: [Threaded comment] Your version of Excel allows you to read this threaded comment; however, any edits to it will get removed if the file is opened in a newer version of Excel. Learn more: https://go.microsoft.com/fwlink/?linkid=870924 Comment: Figures are -ve because they are an increase to raw water and process losses, and so are a reduction to WAFU.
Note on AE15: [Threaded comment] Your version of Excel allows you to read this threaded comment; however, any edits to it will get removed if the file is opened in a newer version of Excel. Learn more: https://go.microsoft.com/fwlink/?linkid=870924 Comment: Figures are -ve because they are an increase to raw water and process losses, and so are a reduction to WAFU.
Note on AF15: [Threaded comment] Your version of Excel allows you to read this threaded comment; however, any edits to it will get removed if the file is opened in a newer version of Excel. Learn more: https://go.microsoft.com/fwlink/?linkid=870924 Comment: Figures are -ve because they are an increase to raw water and process losses, and so are a reduction to WAFU.
Note on AG15: [Threaded comment] Your version of Excel allows you to read this threaded comment; however, any edits to it will get removed if the file is opened in a newer version of Excel. Learn more: https://go.microsoft.com/fwlink/?linkid=870924 Comment: Figures are -ve because they are an increase to raw water and process losses, and so are a reduction to WAFU.
Note on AH15: [Threaded comment] Your version of Excel allows you to read this threaded comment; however, any edits to it will get removed if the file is opened in a newer version of Excel. Learn more: https://go.microsoft.com/fwlink/?linkid=870924 Comment: Figures are -ve because they are an increase to raw water and process losses, and so are a reduction to WAFU.
Note on AI15: [Threaded comment] Your version of Excel allows you to read this threaded comment; however, any edits to it will get removed if the file is opened in a newer version of Excel. Learn more: https://go.microsoft.com/fwlink/?linkid=870924 Comment: Figures are -ve because they are an increase to raw water and process losses, and so are a reduction to WAFU.
Note on AJ15: [Threaded comment] Your version of Excel allows you to read this threaded comment; however, any edits to it will get removed if the file is opened in a newer version of Excel. Learn more: https://go.microsoft.com/fwlink/?linkid=870924 Comment: Figures are -ve because they are an increase to raw water and process losses, and so are a reduction to WAFU.
Note on AK15: [Threaded comment] Your version of Excel allows you to read this threaded comment; however, any edits to it will get removed if the file is opened in a newer version of Excel. Learn more: https://go.microsoft.com/fwlink/?linkid=870924 Comment: Figures are -ve because they are an increase to raw water and process losses, and so are a reduction to WAFU.
Note on AL15: [Threaded comment] Your version of Excel allows you to read this threaded comment; however, any edits to it will get removed if the file is opened in a newer version of Excel. Learn more: https://go.microsoft.com/fwlink/?linkid=870924 Comment: Figures are -ve because they are an increase to raw water and process losses, and so are a reduction to WAFU.
Note on AM15: [Threaded comment] Your version of Excel allows you to read this threaded comment; however, any edits to it will get removed if the file is opened in a newer version of Excel. Learn more: https://go.microsoft.com/fwlink/?linkid=870924 Comment: Figures are -ve because they are an increase to raw water and process losses, and so are a reduction to WAFU.
Note on AN15: [Threaded comment] Your version of Excel allows you to read this threaded comment; however, any edits to it will get removed if the file is opened in a newer version of Excel. Learn more: https://go.microsoft.com/fwlink/?linkid=870924 Comment: Figures are -ve because they are an increase to raw water and process losses, and so are a reduction to WAFU.
Note on AO15: [Threaded comment] Your version of Excel allows you to read this threaded comment; however, any edits to it will get removed if the file is opened in a newer version of Excel. Learn more: https://go.microsoft.com/fwlink/?linkid=870924 Comment: Figures are -ve because they are an increase to raw water and process losses, and so are a reduction to WAFU.
Note on AP15: [Threaded comment] Your version of Excel allows you to read this threaded comment; however, any edits to it will get removed if the file is opened in a newer version of Excel. Learn more: https://go.microsoft.com/fwlink/?linkid=870924 Comment: Figures are -ve because they are an increase to raw water and process losses, and so are a reduction to WAFU.
Note on U95: [Threaded comment] Your version of Excel allows you to read this threaded comment; however, any edits to it will get removed if the file is opened in a newer version of Excel. Learn more: https://go.microsoft.com/fwlink/?linkid=870924 Comment: Figures are negative because they are an increase to potable water exports from this WRZ and so are a reduction in WAFU
Note on V95: [Threaded comment] Your version of Excel allows you to read this threaded comment; however, any edits to it will get removed if the file is opened in a newer version of Excel. Learn more: https://go.microsoft.com/fwlink/?linkid=870924 Comment: Figures are negative because they are an increase to potable water exports from this WRZ and so are a reduction in WAFU
Note on W95: [Threaded comment] Your version of Excel allows you to read this threaded comment; however, any edits to it will get removed if the file is opened in a newer version of Excel. Learn more: https://go.microsoft.com/fwlink/?linkid=870924 Comment: Figures are negative because they are an increase to potable water exports from this WRZ and so are a reduction in WAFU
Note on X95: [Threaded comment] Your version of Excel allows you to read this threaded comment; however, any edits to it will get removed if the file is opened in a newer version of Excel. Learn more: https://go.microsoft.com/fwlink/?linkid=870924 Comment: Figures are negative because they are an increase to potable water exports from this WRZ and so are a reduction in WAFU
Note on Y95: [Threaded comment] Your version of Excel allows you to read this threaded comment; however, any edits to it will get removed if the file is opened in a newer version of Excel. Learn more: https://go.microsoft.com/fwlink/?linkid=870924 Comment: Figures are negative because they are an increase to potable water exports from this WRZ and so are a reduction in WAFU
Note on Z95: [Threaded comment] Your version of Excel allows you to read this threaded comment; however, any edits to it will get removed if the file is opened in a newer version of Excel. Learn more: https://go.microsoft.com/fwlink/?linkid=870924 Comment: Figures are negative because they are an increase to potable water exports from this WRZ and so are a reduction in WAFU
Note on AA95: [Threaded comment] Your version of Excel allows you to read this threaded comment; however, any edits to it will get removed if the file is opened in a newer version of Excel. Learn more: https://go.microsoft.com/fwlink/?linkid=870924 Comment: Figures are negative because they are an increase to potable water exports from this WRZ and so are a reduction in WAFU
Note on AB95: [Threaded comment] Your version of Excel allows you to read this threaded comment; however, any edits to it will get removed if the file is opened in a newer version of Excel. Learn more: https://go.microsoft.com/fwlink/?linkid=870924 Comment: Figures are negative because they are an increase to potable water exports from this WRZ and so are a reduction in WAFU
Note on AC95: [Threaded comment] Your version of Excel allows you to read this threaded comment; however, any edits to it will get removed if the file is opened in a newer version of Excel. Learn more: https://go.microsoft.com/fwlink/?linkid=870924 Comment: Figures are negative because they are an increase to potable water exports from this WRZ and so are a reduction in WAFU
Note on AD95: [Threaded comment] Your version of Excel allows you to read this threaded comment; however, any edits to it will get removed if the file is opened in a newer version of Excel. Learn more: https://go.microsoft.com/fwlink/?linkid=870924 Comment: Figures are negative because they are an increase to potable water exports from this WRZ and so are a reduction in WAFU
Note on AE95: [Threaded comment] Your version of Excel allows you to read this threaded comment; however, any edits to it will get removed if the file is opened in a newer version of Excel. Learn more: https://go.microsoft.com/fwlink/?linkid=870924 Comment: Figures are negative because they are an increase to potable water exports from this WRZ and so are a reduction in WAFU
Note on AF95: [Threaded comment] Your version of Excel allows you to read this threaded comment; however, any edits to it will get removed if the file is opened in a newer version of Excel. Learn more: https://go.microsoft.com/fwlink/?linkid=870924 Comment: Figures are negative because they are an increase to potable water exports from this WRZ and so are a reduction in WAFU
Note on AG95: [Threaded comment] Your version of Excel allows you to read this threaded comment; however, any edits to it will get removed if the file is opened in a newer version of Excel. Learn more: https://go.microsoft.com/fwlink/?linkid=870924 Comment: Figures are negative because they are an increase to potable water exports from this WRZ and so are a reduction in WAFU
Note on AH95: [Threaded comment] Your version of Excel allows you to read this threaded comment; however, any edits to it will get removed if the file is opened in a newer version of Excel. Learn more: https://go.microsoft.com/fwlink/?linkid=870924 Comment: Figures are negative because they are an increase to potable water exports from this WRZ and so are a reduction in WAFU
Note on AI95: [Threaded comment] Your version of Excel allows you to read this threaded comment; however, any edits to it will get removed if the file is opened in a newer version of Excel. Learn more: https://go.microsoft.com/fwlink/?linkid=870924 Comment: Figures are negative because they are an increase to potable water exports from this WRZ and so are a reduction in WAFU
Note on AJ95: [Threaded comment] Your version of Excel allows you to read this threaded comment; however, any edits to it will get removed if the file is opened in a newer version of Excel. Learn more: https://go.microsoft.com/fwlink/?linkid=870924 Comment: Figures are negative because they are an increase to potable water exports from this WRZ and so are a reduction in WAFU
Note on AK95: [Threaded comment] Your version of Excel allows you to read this threaded comment; however, any edits to it will get removed if the file is opened in a newer version of Excel. Learn more: https://go.microsoft.com/fwlink/?linkid=870924 Comment: Figures are negative because they are an increase to potable water exports from this WRZ and so are a reduction in WAFU
Note on AL95: [Threaded comment] Your version of Excel allows you to read this threaded comment; however, any edits to it will get removed if the file is opened in a newer version of Excel. Learn more: https://go.microsoft.com/fwlink/?linkid=870924 Comment: Figures are negative because they are an increase to potable water exports from this WRZ and so are a reduction in WAFU
Note on AM95: [Threaded comment] Your version of Excel allows you to read this threaded comment; however, any edits to it will get removed if the file is opened in a newer version of Excel. Learn more: https://go.microsoft.com/fwlink/?linkid=870924 Comment: Figures are negative because they are an increase to potable water exports from this WRZ and so are a reduction in WAFU
Note on AN95: [Threaded comment] Your version of Excel allows you to read this threaded comment; however, any edits to it will get removed if the file is opened in a newer version of Excel. Learn more: https://go.microsoft.com/fwlink/?linkid=870924 Comment: Figures are negative because they are an increase to potable water exports from this WRZ and so are a reduction in WAFU
Note on AO95: [Threaded comment] Your version of Excel allows you to read this threaded comment; however, any edits to it will get removed if the file is opened in a newer version of Excel. Learn more: https://go.microsoft.com/fwlink/?linkid=870924 Comment: Figures are negative because they are an increase to potable water exports from this WRZ and so are a reduction in WAFU
Note on AP95: [Threaded comment] Your version of Excel allows you to read this threaded comment; however, any edits to it will get removed if the file is opened in a newer version of Excel. Learn more: https://go.microsoft.com/fwlink/?linkid=870924 Comment: Figures are negative because they are an increase to potable water exports from this WRZ and so are a reduction in WAFU
Note on U96: [Threaded comment] Your version of Excel allows you to read this threaded comment; however, any edits to it will get removed if the file is opened in a newer version of Excel. Learn more: https://go.microsoft.com/fwlink/?linkid=870924 Comment: Figures are negative because they are an increase to potable water exports from this WRZ and so are a reduction in WAFU
Note on V96: [Threaded comment] Your version of Excel allows you to read this threaded comment; however, any edits to it will get removed if the file is opened in a newer version of Excel. Learn more: https://go.microsoft.com/fwlink/?linkid=870924 Comment: Figures are negative because they are an increase to potable water exports from this WRZ and so are a reduction in WAFU
Note on W96: [Threaded comment] Your version of Excel allows you to read this threaded comment; however, any edits to it will get removed if the file is opened in a newer version of Excel. Learn more: https://go.microsoft.com/fwlink/?linkid=870924 Comment: Figures are negative because they are an increase to potable water exports from this WRZ and so are a reduction in WAFU
Note on X96: [Threaded comment] Your version of Excel allows you to read this threaded comment; however, any edits to it will get removed if the file is opened in a newer version of Excel. Learn more: https://go.microsoft.com/fwlink/?linkid=870924 Comment: Figures are negative because they are an increase to potable water exports from this WRZ and so are a reduction in WAFU
Note on Y96: [Threaded comment] Your version of Excel allows you to read this threaded comment; however, any edits to it will get removed if the file is opened in a newer version of Excel. Learn more: https://go.microsoft.com/fwlink/?linkid=870924 Comment: Figures are negative because they are an increase to potable water exports from this WRZ and so are a reduction in WAFU
Note on Z96: [Threaded comment] Your version of Excel allows you to read this threaded comment; however, any edits to it will get removed if the file is opened in a newer version of Excel. Learn more: https://go.microsoft.com/fwlink/?linkid=870924 Comment: Figures are negative because they are an increase to potable water exports from this WRZ and so are a reduction in WAFU
Note on AA96: [Threaded comment] Your version of Excel allows you to read this threaded comment; however, any edits to it will get removed if the file is opened in a newer version of Excel. Learn more: https://go.microsoft.com/fwlink/?linkid=870924 Comment: Figures are negative because they are an increase to potable water exports from this WRZ and so are a reduction in WAFU
Note on AB96: [Threaded comment] Your version of Excel allows you to read this threaded comment; however, any edits to it will get removed if the file is opened in a newer version of Excel. Learn more: https://go.microsoft.com/fwlink/?linkid=870924 Comment: Figures are negative because they are an increase to potable water exports from this WRZ and so are a reduction in WAFU
Note on AC96: [Threaded comment] Your version of Excel allows you to read this threaded comment; however, any edits to it will get removed if the file is opened in a newer version of Excel. Learn more: https://go.microsoft.com/fwlink/?linkid=870924 Comment: Figures are negative because they are an increase to potable water exports from this WRZ and so are a reduction in WAFU
Note on AD96: [Threaded comment] Your version of Excel allows you to read this threaded comment; however, any edits to it will get removed if the file is opened in a newer version of Excel. Learn more: https://go.microsoft.com/fwlink/?linkid=870924 Comment: Figures are negative because they are an increase to potable water exports from this WRZ and so are a reduction in WAFU
Note on AE96: [Threaded comment] Your version of Excel allows you to read this threaded comment; however, any edits to it will get removed if the file is opened in a newer version of Excel. Learn more: https://go.microsoft.com/fwlink/?linkid=870924 Comment: Figures are negative because they are an increase to potable water exports from this WRZ and so are a reduction in WAFU
Note on AF96: [Threaded comment] Your version of Excel allows you to read this threaded comment; however, any edits to it will get removed if the file is opened in a newer version of Excel. Learn more: https://go.microsoft.com/fwlink/?linkid=870924 Comment: Figures are negative because they are an increase to potable water exports from this WRZ and so are a reduction in WAFU
Note on AG96: [Threaded comment] Your version of Excel allows you to read this threaded comment; however, any edits to it will get removed if the file is opened in a newer version of Excel. Learn more: https://go.microsoft.com/fwlink/?linkid=870924 Comment: Figures are negative because they are an increase to potable water exports from this WRZ and so are a reduction in WAFU
Note on AH96: [Threaded comment] Your version of Excel allows you to read this threaded comment; however, any edits to it will get removed if the file is opened in a newer version of Excel. Learn more: https://go.microsoft.com/fwlink/?linkid=870924 Comment: Figures are negative because they are an increase to potable water exports from this WRZ and so are a reduction in WAFU
Note on AI96: [Threaded comment] Your version of Excel allows you to read this threaded comment; however, any edits to it will get removed if the file is opened in a newer version of Excel. Learn more: https://go.microsoft.com/fwlink/?linkid=870924 Comment: Figures are negative because they are an increase to potable water exports from this WRZ and so are a reduction in WAFU
Note on AJ96: [Threaded comment] Your version of Excel allows you to read this threaded comment; however, any edits to it will get removed if the file is opened in a newer version of Excel. Learn more: https://go.microsoft.com/fwlink/?linkid=870924 Comment: Figures are negative because they are an increase to potable water exports from this WRZ and so are a reduction in WAFU
Note on AK96: [Threaded comment] Your version of Excel allows you to read this threaded comment; however, any edits to it will get removed if the file is opened in a newer version of Excel. Learn more: https://go.microsoft.com/fwlink/?linkid=870924 Comment: Figures are negative because they are an increase to potable water exports from this WRZ and so are a reduction in WAFU
Note on AL96: [Threaded comment] Your version of Excel allows you to read this threaded comment; however, any edits to it will get removed if the file is opened in a newer version of Excel. Learn more: https://go.microsoft.com/fwlink/?linkid=870924 Comment: Figures are negative because they are an increase to potable water exports from this WRZ and so are a reduction in WAFU
Note on AM96: [Threaded comment] Your version of Excel allows you to read this threaded comment; however, any edits to it will get removed if the file is opened in a newer version of Excel. Learn more: https://go.microsoft.com/fwlink/?linkid=870924 Comment: Figures are negative because they are an increase to potable water exports from this WRZ and so are a reduction in WAFU
Note on AN96: [Threaded comment] Your version of Excel allows you to read this threaded comment; however, any edits to it will get removed if the file is opened in a newer version of Excel. Learn more: https://go.microsoft.com/fwlink/?linkid=870924 Comment: Figures are negative because they are an increase to potable water exports from this WRZ and so are a reduction in WAFU
Note on AO96: [Threaded comment] Your version of Excel allows you to read this threaded comment; however, any edits to it will get removed if the file is opened in a newer version of Excel. Learn more: https://go.microsoft.com/fwlink/?linkid=870924 Comment: Figures are negative because they are an increase to potable water exports from this WRZ and so are a reduction in WAFU
Note on AP96: [Threaded comment] Your version of Excel allows you to read this threaded comment; however, any edits to it will get removed if the file is opened in a newer version of Excel. Learn more: https://go.microsoft.com/fwlink/?linkid=870924 Comment: Figures are negative because they are an increase to potable water exports from this WRZ and so are a reduction in WAFU
Note on U97: [Threaded comment] Your version of Excel allows you to read this threaded comment; however, any edits to it will get removed if the file is opened in a newer version of Excel. Learn more: https://go.microsoft.com/fwlink/?linkid=870924 Comment: Figures are negative because they are an increase to potable water exports from this WRZ and so are a reduction in WAFU
Note on V97: [Threaded comment] Your version of Excel allows you to read this threaded comment; however, any edits to it will get removed if the file is opened in a newer version of Excel. Learn more: https://go.microsoft.com/fwlink/?linkid=870924 Comment: Figures are negative because they are an increase to potable water exports from this WRZ and so are a reduction in WAFU
Note on W97: [Threaded comment] Your version of Excel allows you to read this threaded comment; however, any edits to it will get removed if the file is opened in a newer version of Excel. Learn more: https://go.microsoft.com/fwlink/?linkid=870924 Comment: Figures are negative because they are an increase to potable water exports from this WRZ and so are a reduction in WAFU
Note on X97: [Threaded comment] Your version of Excel allows you to read this threaded comment; however, any edits to it will get removed if the file is opened in a newer version of Excel. Learn more: https://go.microsoft.com/fwlink/?linkid=870924 Comment: Figures are negative because they are an increase to potable water exports from this WRZ and so are a reduction in WAFU
Note on Y97: [Threaded comment] Your version of Excel allows you to read this threaded comment; however, any edits to it will get removed if the file is opened in a newer version of Excel. Learn more: https://go.microsoft.com/fwlink/?linkid=870924 Comment: Figures are negative because they are an increase to potable water exports from this WRZ and so are a reduction in WAFU
Note on Z97: [Threaded comment] Your version of Excel allows you to read this threaded comment; however, any edits to it will get removed if the file is opened in a newer version of Excel. Learn more: https://go.microsoft.com/fwlink/?linkid=870924 Comment: Figures are negative because they are an increase to potable water exports from this WRZ and so are a reduction in WAFU
Note on AA97: [Threaded comment] Your version of Excel allows you to read this threaded comment; however, any edits to it will get removed if the file is opened in a newer version of Excel. Learn more: https://go.microsoft.com/fwlink/?linkid=870924 Comment: Figures are negative because they are an increase to potable water exports from this WRZ and so are a reduction in WAFU
Note on AB97: [Threaded comment] Your version of Excel allows you to read this threaded comment; however, any edits to it will get removed if the file is opened in a newer version of Excel. Learn more: https://go.microsoft.com/fwlink/?linkid=870924 Comment: Figures are negative because they are an increase to potable water exports from this WRZ and so are a reduction in WAFU
Note on AC97: [Threaded comment] Your version of Excel allows you to read this threaded comment; however, any edits to it will get removed if the file is opened in a newer version of Excel. Learn more: https://go.microsoft.com/fwlink/?linkid=870924 Comment: Figures are negative because they are an increase to potable water exports from this WRZ and so are a reduction in WAFU
Note on AD97: [Threaded comment] Your version of Excel allows you to read this threaded comment; however, any edits to it will get removed if the file is opened in a newer version of Excel. Learn more: https://go.microsoft.com/fwlink/?linkid=870924 Comment: Figures are negative because they are an increase to potable water exports from this WRZ and so are a reduction in WAFU
Note on AE97: [Threaded comment] Your version of Excel allows you to read this threaded comment; however, any edits to it will get removed if the file is opened in a newer version of Excel. Learn more: https://go.microsoft.com/fwlink/?linkid=870924 Comment: Figures are negative because they are an increase to potable water exports from this WRZ and so are a reduction in WAFU
Note on AF97: [Threaded comment] Your version of Excel allows you to read this threaded comment; however, any edits to it will get removed if the file is opened in a newer version of Excel. Learn more: https://go.microsoft.com/fwlink/?linkid=870924 Comment: Figures are negative because they are an increase to potable water exports from this WRZ and so are a reduction in WAFU
Note on AG97: [Threaded comment] Your version of Excel allows you to read this threaded comment; however, any edits to it will get removed if the file is opened in a newer version of Excel. Learn more: https://go.microsoft.com/fwlink/?linkid=870924 Comment: Figures are negative because they are an increase to potable water exports from this WRZ and so are a reduction in WAFU
Note on AH97: [Threaded comment] Your version of Excel allows you to read this threaded comment; however, any edits to it will get removed if the file is opened in a newer version of Excel. Learn more: https://go.microsoft.com/fwlink/?linkid=870924 Comment: Figures are negative because they are an increase to potable water exports from this WRZ and so are a reduction in WAFU
Note on AI97: [Threaded comment] Your version of Excel allows you to read this threaded comment; however, any edits to it will get removed if the file is opened in a newer version of Excel. Learn more: https://go.microsoft.com/fwlink/?linkid=870924 Comment: Figures are negative because they are an increase to potable water exports from this WRZ and so are a reduction in WAFU
Note on AJ97: [Threaded comment] Your version of Excel allows you to read this threaded comment; however, any edits to it will get removed if the file is opened in a newer version of Excel. Learn more: https://go.microsoft.com/fwlink/?linkid=870924 Comment: Figures are negative because they are an increase to potable water exports from this WRZ and so are a reduction in WAFU
Note on AK97: [Threaded comment] Your version of Excel allows you to read this threaded comment; however, any edits to it will get removed if the file is opened in a newer version of Excel. Learn more: https://go.microsoft.com/fwlink/?linkid=870924 Comment: Figures are negative because they are an increase to potable water exports from this WRZ and so are a reduction in WAFU
Note on AL97: [Threaded comment] Your version of Excel allows you to read this threaded comment; however, any edits to it will get removed if the file is opened in a newer version of Excel. Learn more: https://go.microsoft.com/fwlink/?linkid=870924 Comment: Figures are negative because they are an increase to potable water exports from this WRZ and so are a reduction in WAFU
Note on AM97: [Threaded comment] Your version of Excel allows you to read this threaded comment; however, any edits to it will get removed if the file is opened in a newer version of Excel. Learn more: https://go.microsoft.com/fwlink/?linkid=870924 Comment: Figures are negative because they are an increase to potable water exports from this WRZ and so are a reduction in WAFU
Note on AN97: [Threaded comment] Your version of Excel allows you to read this threaded comment; however, any edits to it will get removed if the file is opened in a newer version of Excel. Learn more: https://go.microsoft.com/fwlink/?linkid=870924 Comment: Figures are negative because they are an increase to potable water exports from this WRZ and so are a reduction in WAFU
Note on AO97: [Threaded comment] Your version of Excel allows you to read this threaded comment; however, any edits to it will get removed if the file is opened in a newer version of Excel. Learn more: https://go.microsoft.com/fwlink/?linkid=870924 Comment: Figures are negative because they are an increase to potable water exports from this WRZ and so are a reduction in WAFU
Note on AP97: [Threaded comment] Your version of Excel allows you to read this threaded comment; however, any edits to it will get removed if the file is opened in a newer version of Excel. Learn more: https://go.microsoft.com/fwlink/?linkid=870924 Comment: Figures are negative because they are an increase to potable water exports from this WRZ and so are a reduction in WAFU
Note on U98: [Threaded comment] Your version of Excel allows you to read this threaded comment; however, any edits to it will get removed if the file is opened in a newer version of Excel. Learn more: https://go.microsoft.com/fwlink/?linkid=870924 Comment: Figures are negative because they are an increase to potable water exports from this WRZ and so are a reduction in WAFU
Note on V98: [Threaded comment] Your version of Excel allows you to read this threaded comment; however, any edits to it will get removed if the file is opened in a newer version of Excel. Learn more: https://go.microsoft.com/fwlink/?linkid=870924 Comment: Figures are negative because they are an increase to potable water exports from this WRZ and so are a reduction in WAFU
Note on W98: [Threaded comment] Your version of Excel allows you to read this threaded comment; however, any edits to it will get removed if the file is opened in a newer version of Excel. Learn more: https://go.microsoft.com/fwlink/?linkid=870924 Comment: Figures are negative because they are an increase to potable water exports from this WRZ and so are a reduction in WAFU
Note on X98: [Threaded comment] Your version of Excel allows you to read this threaded comment; however, any edits to it will get removed if the file is opened in a newer version of Excel. Learn more: https://go.microsoft.com/fwlink/?linkid=870924 Comment: Figures are negative because they are an increase to potable water exports from this WRZ and so are a reduction in WAFU
Note on Y98: [Threaded comment] Your version of Excel allows you to read this threaded comment; however, any edits to it will get removed if the file is opened in a newer version of Excel. Learn more: https://go.microsoft.com/fwlink/?linkid=870924 Comment: Figures are negative because they are an increase to potable water exports from this WRZ and so are a reduction in WAFU
Note on Z98: [Threaded comment] Your version of Excel allows you to read this threaded comment; however, any edits to it will get removed if the file is opened in a newer version of Excel. Learn more: https://go.microsoft.com/fwlink/?linkid=870924 Comment: Figures are negative because they are an increase to potable water exports from this WRZ and so are a reduction in WAFU
Note on AA98: [Threaded comment] Your version of Excel allows you to read this threaded comment; however, any edits to it will get removed if the file is opened in a newer version of Excel. Learn more: https://go.microsoft.com/fwlink/?linkid=870924 Comment: Figures are negative because they are an increase to potable water exports from this WRZ and so are a reduction in WAFU
Note on AB98: [Threaded comment] Your version of Excel allows you to read this threaded comment; however, any edits to it will get removed if the file is opened in a newer version of Excel. Learn more: https://go.microsoft.com/fwlink/?linkid=870924 Comment: Figures are negative because they are an increase to potable water exports from this WRZ and so are a reduction in WAFU
Note on AC98: [Threaded comment] Your version of Excel allows you to read this threaded comment; however, any edits to it will get removed if the file is opened in a newer version of Excel. Learn more: https://go.microsoft.com/fwlink/?linkid=870924 Comment: Figures are negative because they are an increase to potable water exports from this WRZ and so are a reduction in WAFU
Note on AD98: [Threaded comment] Your version of Excel allows you to read this threaded comment; however, any edits to it will get removed if the file is opened in a newer version of Excel. Learn more: https://go.microsoft.com/fwlink/?linkid=870924 Comment: Figures are negative because they are an increase to potable water exports from this WRZ and so are a reduction in WAFU
Note on AE98: [Threaded comment] Your version of Excel allows you to read this threaded comment; however, any edits to it will get removed if the file is opened in a newer version of Excel. Learn more: https://go.microsoft.com/fwlink/?linkid=870924 Comment: Figures are negative because they are an increase to potable water exports from this WRZ and so are a reduction in WAFU
Note on AF98: [Threaded comment] Your version of Excel allows you to read this threaded comment; however, any edits to it will get removed if the file is opened in a newer version of Excel. Learn more: https://go.microsoft.com/fwlink/?linkid=870924 Comment: Figures are negative because they are an increase to potable water exports from this WRZ and so are a reduction in WAFU
Note on AG98: [Threaded comment] Your version of Excel allows you to read this threaded comment; however, any edits to it will get removed if the file is opened in a newer version of Excel. Learn more: https://go.microsoft.com/fwlink/?linkid=870924 Comment: Figures are negative because they are an increase to potable water exports from this WRZ and so are a reduction in WAFU
Note on AH98: [Threaded comment] Your version of Excel allows you to read this threaded comment; however, any edits to it will get removed if the file is opened in a newer version of Excel. Learn more: https://go.microsoft.com/fwlink/?linkid=870924 Comment: Figures are negative because they are an increase to potable water exports from this WRZ and so are a reduction in WAFU
Note on AI98: [Threaded comment] Your version of Excel allows you to read this threaded comment; however, any edits to it will get removed if the file is opened in a newer version of Excel. Learn more: https://go.microsoft.com/fwlink/?linkid=870924 Comment: Figures are negative because they are an increase to potable water exports from this WRZ and so are a reduction in WAFU
Note on AJ98: [Threaded comment] Your version of Excel allows you to read this threaded comment; however, any edits to it will get removed if the file is opened in a newer version of Excel. Learn more: https://go.microsoft.com/fwlink/?linkid=870924 Comment: Figures are negative because they are an increase to potable water exports from this WRZ and so are a reduction in WAFU
Note on AK98: [Threaded comment] Your version of Excel allows you to read this threaded comment; however, any edits to it will get removed if the file is opened in a newer version of Excel. Learn more: https://go.microsoft.com/fwlink/?linkid=870924 Comment: Figures are negative because they are an increase to potable water exports from this WRZ and so are a reduction in WAFU
Note on AL98: [Threaded comment] Your version of Excel allows you to read this threaded comment; however, any edits to it will get removed if the file is opened in a newer version of Excel. Learn more: https://go.microsoft.com/fwlink/?linkid=870924 Comment: Figures are negative because they are an increase to potable water exports from this WRZ and so are a reduction in WAFU
Note on AM98: [Threaded comment] Your version of Excel allows you to read this threaded comment; however, any edits to it will get removed if the file is opened in a newer version of Excel. Learn more: https://go.microsoft.com/fwlink/?linkid=870924 Comment: Figures are negative because they are an increase to potable water exports from this WRZ and so are a reduction in WAFU
Note on AN98: [Threaded comment] Your version of Excel allows you to read this threaded comment; however, any edits to it will get removed if the file is opened in a newer version of Excel. Learn more: https://go.microsoft.com/fwlink/?linkid=870924 Comment: Figures are negative because they are an increase to potable water exports from this WRZ and so are a reduction in WAFU
Note on AO98: [Threaded comment] Your version of Excel allows you to read this threaded comment; however, any edits to it will get removed if the file is opened in a newer version of Excel. Learn more: https://go.microsoft.com/fwlink/?linkid=870924 Comment: Figures are negative because they are an increase to potable water exports from this WRZ and so are a reduction in WAFU
Note on AP98: [Threaded comment] Your version of Excel allows you to read this threaded comment; however, any edits to it will get removed if the file is opened in a newer version of Excel. Learn more: https://go.microsoft.com/fwlink/?linkid=870924 Comment: Figures are negative because they are an increase to potable water exports from this WRZ and so are a reduction in WAFU
Note on U99: [Threaded comment] Your version of Excel allows you to read this threaded comment; however, any edits to it will get removed if the file is opened in a newer version of Excel. Learn more: https://go.microsoft.com/fwlink/?linkid=870924 Comment: Figures are negative because they are an increase to potable water exports from this WRZ and so are a reduction in WAFU
Note on V99: [Threaded comment] Your version of Excel allows you to read this threaded comment; however, any edits to it will get removed if the file is opened in a newer version of Excel. Learn more: https://go.microsoft.com/fwlink/?linkid=870924 Comment: Figures are negative because they are an increase to potable water exports from this WRZ and so are a reduction in WAFU
Note on W99: [Threaded comment] Your version of Excel allows you to read this threaded comment; however, any edits to it will get removed if the file is opened in a newer version of Excel. Learn more: https://go.microsoft.com/fwlink/?linkid=870924 Comment: Figures are negative because they are an increase to potable water exports from this WRZ and so are a reduction in WAFU
Note on X99: [Threaded comment] Your version of Excel allows you to read this threaded comment; however, any edits to it will get removed if the file is opened in a newer version of Excel. Learn more: https://go.microsoft.com/fwlink/?linkid=870924 Comment: Figures are negative because they are an increase to potable water exports from this WRZ and so are a reduction in WAFU
Note on Y99: [Threaded comment] Your version of Excel allows you to read this threaded comment; however, any edits to it will get removed if the file is opened in a newer version of Excel. Learn more: https://go.microsoft.com/fwlink/?linkid=870924 Comment: Figures are negative because they are an increase to potable water exports from this WRZ and so are a reduction in WAFU
Note on Z99: [Threaded comment] Your version of Excel allows you to read this threaded comment; however, any edits to it will get removed if the file is opened in a newer version of Excel. Learn more: https://go.microsoft.com/fwlink/?linkid=870924 Comment: Figures are negative because they are an increase to potable water exports from this WRZ and so are a reduction in WAFU
Note on AA99: [Threaded comment] Your version of Excel allows you to read this threaded comment; however, any edits to it will get removed if the file is opened in a newer version of Excel. Learn more: https://go.microsoft.com/fwlink/?linkid=870924 Comment: Figures are negative because they are an increase to potable water exports from this WRZ and so are a reduction in WAFU
Note on AB99: [Threaded comment] Your version of Excel allows you to read this threaded comment; however, any edits to it will get removed if the file is opened in a newer version of Excel. Learn more: https://go.microsoft.com/fwlink/?linkid=870924 Comment: Figures are negative because they are an increase to potable water exports from this WRZ and so are a reduction in WAFU
Note on AC99: [Threaded comment] Your version of Excel allows you to read this threaded comment; however, any edits to it will get removed if the file is opened in a newer version of Excel. Learn more: https://go.microsoft.com/fwlink/?linkid=870924 Comment: Figures are negative because they are an increase to potable water exports from this WRZ and so are a reduction in WAFU
Note on AD99: [Threaded comment] Your version of Excel allows you to read this threaded comment; however, any edits to it will get removed if the file is opened in a newer version of Excel. Learn more: https://go.microsoft.com/fwlink/?linkid=870924 Comment: Figures are negative because they are an increase to potable water exports from this WRZ and so are a reduction in WAFU
Note on AE99: [Threaded comment] Your version of Excel allows you to read this threaded comment; however, any edits to it will get removed if the file is opened in a newer version of Excel. Learn more: https://go.microsoft.com/fwlink/?linkid=870924 Comment: Figures are negative because they are an increase to potable water exports from this WRZ and so are a reduction in WAFU
Note on AF99: [Threaded comment] Your version of Excel allows you to read this threaded comment; however, any edits to it will get removed if the file is opened in a newer version of Excel. Learn more: https://go.microsoft.com/fwlink/?linkid=870924 Comment: Figures are negative because they are an increase to potable water exports from this WRZ and so are a reduction in WAFU
Note on AG99: [Threaded comment] Your version of Excel allows you to read this threaded comment; however, any edits to it will get removed if the file is opened in a newer version of Excel. Learn more: https://go.microsoft.com/fwlink/?linkid=870924 Comment: Figures are negative because they are an increase to potable water exports from this WRZ and so are a reduction in WAFU
Note on AH99: [Threaded comment] Your version of Excel allows you to read this threaded comment; however, any edits to it will get removed if the file is opened in a newer version of Excel. Learn more: https://go.microsoft.com/fwlink/?linkid=870924 Comment: Figures are negative because they are an increase to potable water exports from this WRZ and so are a reduction in WAFU
Note on AI99: [Threaded comment] Your version of Excel allows you to read this threaded comment; however, any edits to it will get removed if the file is opened in a newer version of Excel. Learn more: https://go.microsoft.com/fwlink/?linkid=870924 Comment: Figures are negative because they are an increase to potable water exports from this WRZ and so are a reduction in WAFU
Note on AJ99: [Threaded comment] Your version of Excel allows you to read this threaded comment; however, any edits to it will get removed if the file is opened in a newer version of Excel. Learn more: https://go.microsoft.com/fwlink/?linkid=870924 Comment: Figures are negative because they are an increase to potable water exports from this WRZ and so are a reduction in WAFU
Note on AK99: [Threaded comment] Your version of Excel allows you to read this threaded comment; however, any edits to it will get removed if the file is opened in a newer version of Excel. Learn more: https://go.microsoft.com/fwlink/?linkid=870924 Comment: Figures are negative because they are an increase to potable water exports from this WRZ and so are a reduction in WAFU
Note on AL99: [Threaded comment] Your version of Excel allows you to read this threaded comment; however, any edits to it will get removed if the file is opened in a newer version of Excel. Learn more: https://go.microsoft.com/fwlink/?linkid=870924 Comment: Figures are negative because they are an increase to potable water exports from this WRZ and so are a reduction in WAFU
Note on AM99: [Threaded comment] Your version of Excel allows you to read this threaded comment; however, any edits to it will get removed if the file is opened in a newer version of Excel. Learn more: https://go.microsoft.com/fwlink/?linkid=870924 Comment: Figures are negative because they are an increase to potable water exports from this WRZ and so are a reduction in WAFU
Note on AN99: [Threaded comment] Your version of Excel allows you to read this threaded comment; however, any edits to it will get removed if the file is opened in a newer version of Excel. Learn more: https://go.microsoft.com/fwlink/?linkid=870924 Comment: Figures are negative because they are an increase to potable water exports from this WRZ and so are a reduction in WAFU
Note on AO99: [Threaded comment] Your version of Excel allows you to read this threaded comment; however, any edits to it will get removed if the file is opened in a newer version of Excel. Learn more: https://go.microsoft.com/fwlink/?linkid=870924 Comment: Figures are negative because they are an increase to potable water exports from this WRZ and so are a reduction in WAFU
Note on AP99: [Threaded comment] Your version of Excel allows you to read this threaded comment; however, any edits to it will get removed if the file is opened in a newer version of Excel. Learn more: https://go.microsoft.com/fwlink/?linkid=870924 Comment: Figures are negative because they are an increase to potable water exports from this WRZ and so are a reduction in WAFU
Note on U100: [Threaded comment] Your version of Excel allows you to read this threaded comment; however, any edits to it will get removed if the file is opened in a newer version of Excel. Learn more: https://go.microsoft.com/fwlink/?linkid=870924 Comment: Figures are negative because they are an increase to potable water exports from this WRZ and so are a reduction in WAFU
Note on V100: [Threaded comment] Your version of Excel allows you to read this threaded comment; however, any edits to it will get removed if the file is opened in a newer version of Excel. Learn more: https://go.microsoft.com/fwlink/?linkid=870924 Comment: Figures are negative because they are an increase to potable water exports from this WRZ and so are a reduction in WAFU
Note on W100: [Threaded comment] Your version of Excel allows you to read this threaded comment; however, any edits to it will get removed if the file is opened in a newer version of Excel. Learn more: https://go.microsoft.com/fwlink/?linkid=870924 Comment: Figures are negative because they are an increase to potable water exports from this WRZ and so are a reduction in WAFU
Note on X100: [Threaded comment] Your version of Excel allows you to read this threaded comment; however, any edits to it will get removed if the file is opened in a newer version of Excel. Learn more: https://go.microsoft.com/fwlink/?linkid=870924 Comment: Figures are negative because they are an increase to potable water exports from this WRZ and so are a reduction in WAFU
Note on Y100: [Threaded comment] Your version of Excel allows you to read this threaded comment; however, any edits to it will get removed if the file is opened in a newer version of Excel. Learn more: https://go.microsoft.com/fwlink/?linkid=870924 Comment: Figures are negative because they are an increase to potable water exports from this WRZ and so are a reduction in WAFU
Note on Z100: [Threaded comment] Your version of Excel allows you to read this threaded comment; however, any edits to it will get removed if the file is opened in a newer version of Excel. Learn more: https://go.microsoft.com/fwlink/?linkid=870924 Comment: Figures are negative because they are an increase to potable water exports from this WRZ and so are a reduction in WAFU
Note on AA100: [Threaded comment] Your version of Excel allows you to read this threaded comment; however, any edits to it will get removed if the file is opened in a newer version of Excel. Learn more: https://go.microsoft.com/fwlink/?linkid=870924 Comment: Figures are negative because they are an increase to potable water exports from this WRZ and so are a reduction in WAFU
Note on AB100: [Threaded comment] Your version of Excel allows you to read this threaded comment; however, any edits to it will get removed if the file is opened in a newer version of Excel. Learn more: https://go.microsoft.com/fwlink/?linkid=870924 Comment: Figures are negative because they are an increase to potable water exports from this WRZ and so are a reduction in WAFU
Note on AC100: [Threaded comment] Your version of Excel allows you to read this threaded comment; however, any edits to it will get removed if the file is opened in a newer version of Excel. Learn more: https://go.microsoft.com/fwlink/?linkid=870924 Comment: Figures are negative because they are an increase to potable water exports from this WRZ and so are a reduction in WAFU
Note on AD100: [Threaded comment] Your version of Excel allows you to read this threaded comment; however, any edits to it will get removed if the file is opened in a newer version of Excel. Learn more: https://go.microsoft.com/fwlink/?linkid=870924 Comment: Figures are negative because they are an increase to potable water exports from this WRZ and so are a reduction in WAFU
Note on AE100: [Threaded comment] Your version of Excel allows you to read this threaded comment; however, any edits to it will get removed if the file is opened in a newer version of Excel. Learn more: https://go.microsoft.com/fwlink/?linkid=870924 Comment: Figures are negative because they are an increase to potable water exports from this WRZ and so are a reduction in WAFU
Note on AF100: [Threaded comment] Your version of Excel allows you to read this threaded comment; however, any edits to it will get removed if the file is opened in a newer version of Excel. Learn more: https://go.microsoft.com/fwlink/?linkid=870924 Comment: Figures are negative because they are an increase to potable water exports from this WRZ and so are a reduction in WAFU
Note on AG100: [Threaded comment] Your version of Excel allows you to read this threaded comment; however, any edits to it will get removed if the file is opened in a newer version of Excel. Learn more: https://go.microsoft.com/fwlink/?linkid=870924 Comment: Figures are negative because they are an increase to potable water exports from this WRZ and so are a reduction in WAFU
Note on AH100: [Threaded comment] Your version of Excel allows you to read this threaded comment; however, any edits to it will get removed if the file is opened in a newer version of Excel. Learn more: https://go.microsoft.com/fwlink/?linkid=870924 Comment: Figures are negative because they are an increase to potable water exports from this WRZ and so are a reduction in WAFU
Note on AI100: [Threaded comment] Your version of Excel allows you to read this threaded comment; however, any edits to it will get removed if the file is opened in a newer version of Excel. Learn more: https://go.microsoft.com/fwlink/?linkid=870924 Comment: Figures are negative because they are an increase to potable water exports from this WRZ and so are a reduction in WAFU
Note on AJ100: [Threaded comment] Your version of Excel allows you to read this threaded comment; however, any edits to it will get removed if the file is opened in a newer version of Excel. Learn more: https://go.microsoft.com/fwlink/?linkid=870924 Comment: Figures are negative because they are an increase to potable water exports from this WRZ and so are a reduction in WAFU
Note on AK100: [Threaded comment] Your version of Excel allows you to read this threaded comment; however, any edits to it will get removed if the file is opened in a newer version of Excel. Learn more: https://go.microsoft.com/fwlink/?linkid=870924 Comment: Figures are negative because they are an increase to potable water exports from this WRZ and so are a reduction in WAFU
Note on AL100: [Threaded comment] Your version of Excel allows you to read this threaded comment; however, any edits to it will get removed if the file is opened in a newer version of Excel. Learn more: https://go.microsoft.com/fwlink/?linkid=870924 Comment: Figures are negative because they are an increase to potable water exports from this WRZ and so are a reduction in WAFU
Note on AM100: [Threaded comment] Your version of Excel allows you to read this threaded comment; however, any edits to it will get removed if the file is opened in a newer version of Excel. Learn more: https://go.microsoft.com/fwlink/?linkid=870924 Comment: Figures are negative because they are an increase to potable water exports from this WRZ and so are a reduction in WAFU
Note on AN100: [Threaded comment] Your version of Excel allows you to read this threaded comment; however, any edits to it will get removed if the file is opened in a newer version of Excel. Learn more: https://go.microsoft.com/fwlink/?linkid=870924 Comment: Figures are negative because they are an increase to potable water exports from this WRZ and so are a reduction in WAFU
Note on AO100: [Threaded comment] Your version of Excel allows you to read this threaded comment; however, any edits to it will get removed if the file is opened in a newer version of Excel. Learn more: https://go.microsoft.com/fwlink/?linkid=870924 Comment: Figures are negative because they are an increase to potable water exports from this WRZ and so are a reduction in WAFU
Note on AP100: [Threaded comment] Your version of Excel allows you to read this threaded comment; however, any edits to it will get removed if the file is opened in a newer version of Excel. Learn more: https://go.microsoft.com/fwlink/?linkid=870924 Comment: Figures are negative because they are an increase to potable water exports from this WRZ and so are a reduction in WAFU
Note on U101: [Threaded comment] Your version of Excel allows you to read this threaded comment; however, any edits to it will get removed if the file is opened in a newer version of Excel. Learn more: https://go.microsoft.com/fwlink/?linkid=870924 Comment: Figures are negative because they are an increase to potable water exports from this WRZ and so are a reduction in WAFU
Note on V101: [Threaded comment] Your version of Excel allows you to read this threaded comment; however, any edits to it will get removed if the file is opened in a newer version of Excel. Learn more: https://go.microsoft.com/fwlink/?linkid=870924 Comment: Figures are negative because they are an increase to potable water exports from this WRZ and so are a reduction in WAFU
Note on W101: [Threaded comment] Your version of Excel allows you to read this threaded comment; however, any edits to it will get removed if the file is opened in a newer version of Excel. Learn more: https://go.microsoft.com/fwlink/?linkid=870924 Comment: Figures are negative because they are an increase to potable water exports from this WRZ and so are a reduction in WAFU
Note on X101: [Threaded comment] Your version of Excel allows you to read this threaded comment; however, any edits to it will get removed if the file is opened in a newer version of Excel. Learn more: https://go.microsoft.com/fwlink/?linkid=870924 Comment: Figures are negative because they are an increase to potable water exports from this WRZ and so are a reduction in WAFU
Note on Y101: [Threaded comment] Your version of Excel allows you to read this threaded comment; however, any edits to it will get removed if the file is opened in a newer version of Excel. Learn more: https://go.microsoft.com/fwlink/?linkid=870924 Comment: Figures are negative because they are an increase to potable water exports from this WRZ and so are a reduction in WAFU
Note on Z101: [Threaded comment] Your version of Excel allows you to read this threaded comment; however, any edits to it will get removed if the file is opened in a newer version of Excel. Learn more: https://go.microsoft.com/fwlink/?linkid=870924 Comment: Figures are negative because they are an increase to potable water exports from this WRZ and so are a reduction in WAFU
Note on AA101: [Threaded comment] Your version of Excel allows you to read this threaded comment; however, any edits to it will get removed if the file is opened in a newer version of Excel. Learn more: https://go.microsoft.com/fwlink/?linkid=870924 Comment: Figures are negative because they are an increase to potable water exports from this WRZ and so are a reduction in WAFU
Note on AB101: [Threaded comment] Your version of Excel allows you to read this threaded comment; however, any edits to it will get removed if the file is opened in a newer version of Excel. Learn more: https://go.microsoft.com/fwlink/?linkid=870924 Comment: Figures are negative because they are an increase to potable water exports from this WRZ and so are a reduction in WAFU
Note on AC101: [Threaded comment] Your version of Excel allows you to read this threaded comment; however, any edits to it will get removed if the file is opened in a newer version of Excel. Learn more: https://go.microsoft.com/fwlink/?linkid=870924 Comment: Figures are negative because they are an increase to potable water exports from this WRZ and so are a reduction in WAFU
Note on AD101: [Threaded comment] Your version of Excel allows you to read this threaded comment; however, any edits to it will get removed if the file is opened in a newer version of Excel. Learn more: https://go.microsoft.com/fwlink/?linkid=870924 Comment: Figures are negative because they are an increase to potable water exports from this WRZ and so are a reduction in WAFU
Note on AE101: [Threaded comment] Your version of Excel allows you to read this threaded comment; however, any edits to it will get removed if the file is opened in a newer version of Excel. Learn more: https://go.microsoft.com/fwlink/?linkid=870924 Comment: Figures are negative because they are an increase to potable water exports from this WRZ and so are a reduction in WAFU
Note on AF101: [Threaded comment] Your version of Excel allows you to read this threaded comment; however, any edits to it will get removed if the file is opened in a newer version of Excel. Learn more: https://go.microsoft.com/fwlink/?linkid=870924 Comment: Figures are negative because they are an increase to potable water exports from this WRZ and so are a reduction in WAFU
Note on AG101: [Threaded comment] Your version of Excel allows you to read this threaded comment; however, any edits to it will get removed if the file is opened in a newer version of Excel. Learn more: https://go.microsoft.com/fwlink/?linkid=870924 Comment: Figures are negative because they are an increase to potable water exports from this WRZ and so are a reduction in WAFU
Note on AH101: [Threaded comment] Your version of Excel allows you to read this threaded comment; however, any edits to it will get removed if the file is opened in a newer version of Excel. Learn more: https://go.microsoft.com/fwlink/?linkid=870924 Comment: Figures are negative because they are an increase to potable water exports from this WRZ and so are a reduction in WAFU
Note on AI101: [Threaded comment] Your version of Excel allows you to read this threaded comment; however, any edits to it will get removed if the file is opened in a newer version of Excel. Learn more: https://go.microsoft.com/fwlink/?linkid=870924 Comment: Figures are negative because they are an increase to potable water exports from this WRZ and so are a reduction in WAFU
Note on AJ101: [Threaded comment] Your version of Excel allows you to read this threaded comment; however, any edits to it will get removed if the file is opened in a newer version of Excel. Learn more: https://go.microsoft.com/fwlink/?linkid=870924 Comment: Figures are negative because they are an increase to potable water exports from this WRZ and so are a reduction in WAFU
Note on AK101: [Threaded comment] Your version of Excel allows you to read this threaded comment; however, any edits to it will get removed if the file is opened in a newer version of Excel. Learn more: https://go.microsoft.com/fwlink/?linkid=870924 Comment: Figures are negative because they are an increase to potable water exports from this WRZ and so are a reduction in WAFU
Note on AL101: [Threaded comment] Your version of Excel allows you to read this threaded comment; however, any edits to it will get removed if the file is opened in a newer version of Excel. Learn more: https://go.microsoft.com/fwlink/?linkid=870924 Comment: Figures are negative because they are an increase to potable water exports from this WRZ and so are a reduction in WAFU
Note on AM101: [Threaded comment] Your version of Excel allows you to read this threaded comment; however, any edits to it will get removed if the file is opened in a newer version of Excel. Learn more: https://go.microsoft.com/fwlink/?linkid=870924 Comment: Figures are negative because they are an increase to potable water exports from this WRZ and so are a reduction in WAFU
Note on AN101: [Threaded comment] Your version of Excel allows you to read this threaded comment; however, any edits to it will get removed if the file is opened in a newer version of Excel. Learn more: https://go.microsoft.com/fwlink/?linkid=870924 Comment: Figures are negative because they are an increase to potable water exports from this WRZ and so are a reduction in WAFU
Note on AO101: [Threaded comment] Your version of Excel allows you to read this threaded comment; however, any edits to it will get removed if the file is opened in a newer version of Excel. Learn more: https://go.microsoft.com/fwlink/?linkid=870924 Comment: Figures are negative because they are an increase to potable water exports from this WRZ and so are a reduction in WAFU
Note on AP101: [Threaded comment] Your version of Excel allows you to read this threaded comment; however, any edits to it will get removed if the file is opened in a newer version of Excel. Learn more: https://go.microsoft.com/fwlink/?linkid=870924 Comment: Figures are negative because they are an increase to potable water exports from this WRZ and so are a reduction in WAFU
Note on U102: [Threaded comment] Your version of Excel allows you to read this threaded comment; however, any edits to it will get removed if the file is opened in a newer version of Excel. Learn more: https://go.microsoft.com/fwlink/?linkid=870924 Comment: Figures are negative because they are an increase to potable water exports from this WRZ and so are a reduction in WAFU
Note on V102: [Threaded comment] Your version of Excel allows you to read this threaded comment; however, any edits to it will get removed if the file is opened in a newer version of Excel. Learn more: https://go.microsoft.com/fwlink/?linkid=870924 Comment: Figures are negative because they are an increase to potable water exports from this WRZ and so are a reduction in WAFU
Note on W102: [Threaded comment] Your version of Excel allows you to read this threaded comment; however, any edits to it will get removed if the file is opened in a newer version of Excel. Learn more: https://go.microsoft.com/fwlink/?linkid=870924 Comment: Figures are negative because they are an increase to potable water exports from this WRZ and so are a reduction in WAFU
Note on X102: [Threaded comment] Your version of Excel allows you to read this threaded comment; however, any edits to it will get removed if the file is opened in a newer version of Excel. Learn more: https://go.microsoft.com/fwlink/?linkid=870924 Comment: Figures are negative because they are an increase to potable water exports from this WRZ and so are a reduction in WAFU
Note on Y102: [Threaded comment] Your version of Excel allows you to read this threaded comment; however, any edits to it will get removed if the file is opened in a newer version of Excel. Learn more: https://go.microsoft.com/fwlink/?linkid=870924 Comment: Figures are negative because they are an increase to potable water exports from this WRZ and so are a reduction in WAFU
Note on Z102: [Threaded comment] Your version of Excel allows you to read this threaded comment; however, any edits to it will get removed if the file is opened in a newer version of Excel. Learn more: https://go.microsoft.com/fwlink/?linkid=870924 Comment: Figures are negative because they are an increase to potable water exports from this WRZ and so are a reduction in WAFU
Note on AA102: [Threaded comment] Your version of Excel allows you to read this threaded comment; however, any edits to it will get removed if the file is opened in a newer version of Excel. Learn more: https://go.microsoft.com/fwlink/?linkid=870924 Comment: Figures are negative because they are an increase to potable water exports from this WRZ and so are a reduction in WAFU
Note on AB102: [Threaded comment] Your version of Excel allows you to read this threaded comment; however, any edits to it will get removed if the file is opened in a newer version of Excel. Learn more: https://go.microsoft.com/fwlink/?linkid=870924 Comment: Figures are negative because they are an increase to potable water exports from this WRZ and so are a reduction in WAFU
Note on AC102: [Threaded comment] Your version of Excel allows you to read this threaded comment; however, any edits to it will get removed if the file is opened in a newer version of Excel. Learn more: https://go.microsoft.com/fwlink/?linkid=870924 Comment: Figures are negative because they are an increase to potable water exports from this WRZ and so are a reduction in WAFU
Note on AD102: [Threaded comment] Your version of Excel allows you to read this threaded comment; however, any edits to it will get removed if the file is opened in a newer version of Excel. Learn more: https://go.microsoft.com/fwlink/?linkid=870924 Comment: Figures are negative because they are an increase to potable water exports from this WRZ and so are a reduction in WAFU
Note on AE102: [Threaded comment] Your version of Excel allows you to read this threaded comment; however, any edits to it will get removed if the file is opened in a newer version of Excel. Learn more: https://go.microsoft.com/fwlink/?linkid=870924 Comment: Figures are negative because they are an increase to potable water exports from this WRZ and so are a reduction in WAFU
Note on AF102: [Threaded comment] Your version of Excel allows you to read this threaded comment; however, any edits to it will get removed if the file is opened in a newer version of Excel. Learn more: https://go.microsoft.com/fwlink/?linkid=870924 Comment: Figures are negative because they are an increase to potable water exports from this WRZ and so are a reduction in WAFU
Note on AG102: [Threaded comment] Your version of Excel allows you to read this threaded comment; however, any edits to it will get removed if the file is opened in a newer version of Excel. Learn more: https://go.microsoft.com/fwlink/?linkid=870924 Comment: Figures are negative because they are an increase to potable water exports from this WRZ and so are a reduction in WAFU
Note on AH102: [Threaded comment] Your version of Excel allows you to read this threaded comment; however, any edits to it will get removed if the file is opened in a newer version of Excel. Learn more: https://go.microsoft.com/fwlink/?linkid=870924 Comment: Figures are negative because they are an increase to potable water exports from this WRZ and so are a reduction in WAFU
Note on AI102: [Threaded comment] Your version of Excel allows you to read this threaded comment; however, any edits to it will get removed if the file is opened in a newer version of Excel. Learn more: https://go.microsoft.com/fwlink/?linkid=870924 Comment: Figures are negative because they are an increase to potable water exports from this WRZ and so are a reduction in WAFU
Note on AJ102: [Threaded comment] Your version of Excel allows you to read this threaded comment; however, any edits to it will get removed if the file is opened in a newer version of Excel. Learn more: https://go.microsoft.com/fwlink/?linkid=870924 Comment: Figures are negative because they are an increase to potable water exports from this WRZ and so are a reduction in WAFU
Note on AK102: [Threaded comment] Your version of Excel allows you to read this threaded comment; however, any edits to it will get removed if the file is opened in a newer version of Excel. Learn more: https://go.microsoft.com/fwlink/?linkid=870924 Comment: Figures are negative because they are an increase to potable water exports from this WRZ and so are a reduction in WAFU
Note on AL102: [Threaded comment] Your version of Excel allows you to read this threaded comment; however, any edits to it will get removed if the file is opened in a newer version of Excel. Learn more: https://go.microsoft.com/fwlink/?linkid=870924 Comment: Figures are negative because they are an increase to potable water exports from this WRZ and so are a reduction in WAFU
Note on AM102: [Threaded comment] Your version of Excel allows you to read this threaded comment; however, any edits to it will get removed if the file is opened in a newer version of Excel. Learn more: https://go.microsoft.com/fwlink/?linkid=870924 Comment: Figures are negative because they are an increase to potable water exports from this WRZ and so are a reduction in WAFU
Note on AN102: [Threaded comment] Your version of Excel allows you to read this threaded comment; however, any edits to it will get removed if the file is opened in a newer version of Excel. Learn more: https://go.microsoft.com/fwlink/?linkid=870924 Comment: Figures are negative because they are an increase to potable water exports from this WRZ and so are a reduction in WAFU
Note on AO102: [Threaded comment] Your version of Excel allows you to read this threaded comment; however, any edits to it will get removed if the file is opened in a newer version of Excel. Learn more: https://go.microsoft.com/fwlink/?linkid=870924 Comment: Figures are negative because they are an increase to potable water exports from this WRZ and so are a reduction in WAFU
Note on AP102: [Threaded comment] Your version of Excel allows you to read this threaded comment; however, any edits to it will get removed if the file is opened in a newer version of Excel. Learn more: https://go.microsoft.com/fwlink/?linkid=870924 Comment: Figures are negative because they are an increase to potable water exports from this WRZ and so are a reduction in WAFU
Note on U103: [Threaded comment] Your version of Excel allows you to read this threaded comment; however, any edits to it will get removed if the file is opened in a newer version of Excel. Learn more: https://go.microsoft.com/fwlink/?linkid=870924 Comment: Figures are negative because they are an increase to potable water exports from this WRZ and so are a reduction in WAFU
Note on V103: [Threaded comment] Your version of Excel allows you to read this threaded comment; however, any edits to it will get removed if the file is opened in a newer version of Excel. Learn more: https://go.microsoft.com/fwlink/?linkid=870924 Comment: Figures are negative because they are an increase to potable water exports from this WRZ and so are a reduction in WAFU
Note on W103: [Threaded comment] Your version of Excel allows you to read this threaded comment; however, any edits to it will get removed if the file is opened in a newer version of Excel. Learn more: https://go.microsoft.com/fwlink/?linkid=870924 Comment: Figures are negative because they are an increase to potable water exports from this WRZ and so are a reduction in WAFU
Note on X103: [Threaded comment] Your version of Excel allows you to read this threaded comment; however, any edits to it will get removed if the file is opened in a newer version of Excel. Learn more: https://go.microsoft.com/fwlink/?linkid=870924 Comment: Figures are negative because they are an increase to potable water exports from this WRZ and so are a reduction in WAFU
Note on Y103: [Threaded comment] Your version of Excel allows you to read this threaded comment; however, any edits to it will get removed if the file is opened in a newer version of Excel. Learn more: https://go.microsoft.com/fwlink/?linkid=870924 Comment: Figures are negative because they are an increase to potable water exports from this WRZ and so are a reduction in WAFU
Note on Z103: [Threaded comment] Your version of Excel allows you to read this threaded comment; however, any edits to it will get removed if the file is opened in a newer version of Excel. Learn more: https://go.microsoft.com/fwlink/?linkid=870924 Comment: Figures are negative because they are an increase to potable water exports from this WRZ and so are a reduction in WAFU
Note on AA103: [Threaded comment] Your version of Excel allows you to read this threaded comment; however, any edits to it will get removed if the file is opened in a newer version of Excel. Learn more: https://go.microsoft.com/fwlink/?linkid=870924 Comment: Figures are negative because they are an increase to potable water exports from this WRZ and so are a reduction in WAFU
Note on AB103: [Threaded comment] Your version of Excel allows you to read this threaded comment; however, any edits to it will get removed if the file is opened in a newer version of Excel. Learn more: https://go.microsoft.com/fwlink/?linkid=870924 Comment: Figures are negative because they are an increase to potable water exports from this WRZ and so are a reduction in WAFU
Note on AC103: [Threaded comment] Your version of Excel allows you to read this threaded comment; however, any edits to it will get removed if the file is opened in a newer version of Excel. Learn more: https://go.microsoft.com/fwlink/?linkid=870924 Comment: Figures are negative because they are an increase to potable water exports from this WRZ and so are a reduction in WAFU
Note on AD103: [Threaded comment] Your version of Excel allows you to read this threaded comment; however, any edits to it will get removed if the file is opened in a newer version of Excel. Learn more: https://go.microsoft.com/fwlink/?linkid=870924 Comment: Figures are negative because they are an increase to potable water exports from this WRZ and so are a reduction in WAFU
Note on AE103: [Threaded comment] Your version of Excel allows you to read this threaded comment; however, any edits to it will get removed if the file is opened in a newer version of Excel. Learn more: https://go.microsoft.com/fwlink/?linkid=870924 Comment: Figures are negative because they are an increase to potable water exports from this WRZ and so are a reduction in WAFU
Note on AF103: [Threaded comment] Your version of Excel allows you to read this threaded comment; however, any edits to it will get removed if the file is opened in a newer version of Excel. Learn more: https://go.microsoft.com/fwlink/?linkid=870924 Comment: Figures are negative because they are an increase to potable water exports from this WRZ and so are a reduction in WAFU
Note on AG103: [Threaded comment] Your version of Excel allows you to read this threaded comment; however, any edits to it will get removed if the file is opened in a newer version of Excel. Learn more: https://go.microsoft.com/fwlink/?linkid=870924 Comment: Figures are negative because they are an increase to potable water exports from this WRZ and so are a reduction in WAFU
Note on AH103: [Threaded comment] Your version of Excel allows you to read this threaded comment; however, any edits to it will get removed if the file is opened in a newer version of Excel. Learn more: https://go.microsoft.com/fwlink/?linkid=870924 Comment: Figures are negative because they are an increase to potable water exports from this WRZ and so are a reduction in WAFU
Note on AI103: [Threaded comment] Your version of Excel allows you to read this threaded comment; however, any edits to it will get removed if the file is opened in a newer version of Excel. Learn more: https://go.microsoft.com/fwlink/?linkid=870924 Comment: Figures are negative because they are an increase to potable water exports from this WRZ and so are a reduction in WAFU
Note on AJ103: [Threaded comment] Your version of Excel allows you to read this threaded comment; however, any edits to it will get removed if the file is opened in a newer version of Excel. Learn more: https://go.microsoft.com/fwlink/?linkid=870924 Comment: Figures are negative because they are an increase to potable water exports from this WRZ and so are a reduction in WAFU
Note on AK103: [Threaded comment] Your version of Excel allows you to read this threaded comment; however, any edits to it will get removed if the file is opened in a newer version of Excel. Learn more: https://go.microsoft.com/fwlink/?linkid=870924 Comment: Figures are negative because they are an increase to potable water exports from this WRZ and so are a reduction in WAFU
Note on AL103: [Threaded comment] Your version of Excel allows you to read this threaded comment; however, any edits to it will get removed if the file is opened in a newer version of Excel. Learn more: https://go.microsoft.com/fwlink/?linkid=870924 Comment: Figures are negative because they are an increase to potable water exports from this WRZ and so are a reduction in WAFU
Note on AM103: [Threaded comment] Your version of Excel allows you to read this threaded comment; however, any edits to it will get removed if the file is opened in a newer version of Excel. Learn more: https://go.microsoft.com/fwlink/?linkid=870924 Comment: Figures are negative because they are an increase to potable water exports from this WRZ and so are a reduction in WAFU
Note on AN103: [Threaded comment] Your version of Excel allows you to read this threaded comment; however, any edits to it will get removed if the file is opened in a newer version of Excel. Learn more: https://go.microsoft.com/fwlink/?linkid=870924 Comment: Figures are negative because they are an increase to potable water exports from this WRZ and so are a reduction in WAFU
Note on AO103: [Threaded comment] Your version of Excel allows you to read this threaded comment; however, any edits to it will get removed if the file is opened in a newer version of Excel. Learn more: https://go.microsoft.com/fwlink/?linkid=870924 Comment: Figures are negative because they are an increase to potable water exports from this WRZ and so are a reduction in WAFU
Note on AP103: [Threaded comment] Your version of Excel allows you to read this threaded comment; however, any edits to it will get removed if the file is opened in a newer version of Excel. Learn more: https://go.microsoft.com/fwlink/?linkid=870924 Comment: Figures are negative because they are an increase to potable water exports from this WRZ and so are a reduction in WAFU
Note on U104: [Threaded comment] Your version of Excel allows you to read this threaded comment; however, any edits to it will get removed if the file is opened in a newer version of Excel. Learn more: https://go.microsoft.com/fwlink/?linkid=870924 Comment: Figures are negative because they are an increase to potable water exports from this WRZ and so are a reduction in WAFU
Note on V104: [Threaded comment] Your version of Excel allows you to read this threaded comment; however, any edits to it will get removed if the file is opened in a newer version of Excel. Learn more: https://go.microsoft.com/fwlink/?linkid=870924 Comment: Figures are negative because they are an increase to potable water exports from this WRZ and so are a reduction in WAFU
Note on W104: [Threaded comment] Your version of Excel allows you to read this threaded comment; however, any edits to it will get removed if the file is opened in a newer version of Excel. Learn more: https://go.microsoft.com/fwlink/?linkid=870924 Comment: Figures are negative because they are an increase to potable water exports from this WRZ and so are a reduction in WAFU
Note on X104: [Threaded comment] Your version of Excel allows you to read this threaded comment; however, any edits to it will get removed if the file is opened in a newer version of Excel. Learn more: https://go.microsoft.com/fwlink/?linkid=870924 Comment: Figures are negative because they are an increase to potable water exports from this WRZ and so are a reduction in WAFU
Note on Y104: [Threaded comment] Your version of Excel allows you to read this threaded comment; however, any edits to it will get removed if the file is opened in a newer version of Excel. Learn more: https://go.microsoft.com/fwlink/?linkid=870924 Comment: Figures are negative because they are an increase to potable water exports from this WRZ and so are a reduction in WAFU
Note on Z104: [Threaded comment] Your version of Excel allows you to read this threaded comment; however, any edits to it will get removed if the file is opened in a newer version of Excel. Learn more: https://go.microsoft.com/fwlink/?linkid=870924 Comment: Figures are negative because they are an increase to potable water exports from this WRZ and so are a reduction in WAFU
Note on AA104: [Threaded comment] Your version of Excel allows you to read this threaded comment; however, any edits to it will get removed if the file is opened in a newer version of Excel. Learn more: https://go.microsoft.com/fwlink/?linkid=870924 Comment: Figures are negative because they are an increase to potable water exports from this WRZ and so are a reduction in WAFU
Note on AB104: [Threaded comment] Your version of Excel allows you to read this threaded comment; however, any edits to it will get removed if the file is opened in a newer version of Excel. Learn more: https://go.microsoft.com/fwlink/?linkid=870924 Comment: Figures are negative because they are an increase to potable water exports from this WRZ and so are a reduction in WAFU
Note on AC104: [Threaded comment] Your version of Excel allows you to read this threaded comment; however, any edits to it will get removed if the file is opened in a newer version of Excel. Learn more: https://go.microsoft.com/fwlink/?linkid=870924 Comment: Figures are negative because they are an increase to potable water exports from this WRZ and so are a reduction in WAFU
Note on AD104: [Threaded comment] Your version of Excel allows you to read this threaded comment; however, any edits to it will get removed if the file is opened in a newer version of Excel. Learn more: https://go.microsoft.com/fwlink/?linkid=870924 Comment: Figures are negative because they are an increase to potable water exports from this WRZ and so are a reduction in WAFU
Note on AE104: [Threaded comment] Your version of Excel allows you to read this threaded comment; however, any edits to it will get removed if the file is opened in a newer version of Excel. Learn more: https://go.microsoft.com/fwlink/?linkid=870924 Comment: Figures are negative because they are an increase to potable water exports from this WRZ and so are a reduction in WAFU
Note on AF104: [Threaded comment] Your version of Excel allows you to read this threaded comment; however, any edits to it will get removed if the file is opened in a newer version of Excel. Learn more: https://go.microsoft.com/fwlink/?linkid=870924 Comment: Figures are negative because they are an increase to potable water exports from this WRZ and so are a reduction in WAFU
Note on AG104: [Threaded comment] Your version of Excel allows you to read this threaded comment; however, any edits to it will get removed if the file is opened in a newer version of Excel. Learn more: https://go.microsoft.com/fwlink/?linkid=870924 Comment: Figures are negative because they are an increase to potable water exports from this WRZ and so are a reduction in WAFU
Note on AH104: [Threaded comment] Your version of Excel allows you to read this threaded comment; however, any edits to it will get removed if the file is opened in a newer version of Excel. Learn more: https://go.microsoft.com/fwlink/?linkid=870924 Comment: Figures are negative because they are an increase to potable water exports from this WRZ and so are a reduction in WAFU
Note on AI104: [Threaded comment] Your version of Excel allows you to read this threaded comment; however, any edits to it will get removed if the file is opened in a newer version of Excel. Learn more: https://go.microsoft.com/fwlink/?linkid=870924 Comment: Figures are negative because they are an increase to potable water exports from this WRZ and so are a reduction in WAFU
Note on AJ104: [Threaded comment] Your version of Excel allows you to read this threaded comment; however, any edits to it will get removed if the file is opened in a newer version of Excel. Learn more: https://go.microsoft.com/fwlink/?linkid=870924 Comment: Figures are negative because they are an increase to potable water exports from this WRZ and so are a reduction in WAFU
Note on AK104: [Threaded comment] Your version of Excel allows you to read this threaded comment; however, any edits to it will get removed if the file is opened in a newer version of Excel. Learn more: https://go.microsoft.com/fwlink/?linkid=870924 Comment: Figures are negative because they are an increase to potable water exports from this WRZ and so are a reduction in WAFU
Note on AL104: [Threaded comment] Your version of Excel allows you to read this threaded comment; however, any edits to it will get removed if the file is opened in a newer version of Excel. Learn more: https://go.microsoft.com/fwlink/?linkid=870924 Comment: Figures are negative because they are an increase to potable water exports from this WRZ and so are a reduction in WAFU
Note on AM104: [Threaded comment] Your version of Excel allows you to read this threaded comment; however, any edits to it will get removed if the file is opened in a newer version of Excel. Learn more: https://go.microsoft.com/fwlink/?linkid=870924 Comment: Figures are negative because they are an increase to potable water exports from this WRZ and so are a reduction in WAFU
Note on AN104: [Threaded comment] Your version of Excel allows you to read this threaded comment; however, any edits to it will get removed if the file is opened in a newer version of Excel. Learn more: https://go.microsoft.com/fwlink/?linkid=870924 Comment: Figures are negative because they are an increase to potable water exports from this WRZ and so are a reduction in WAFU
Note on AO104: [Threaded comment] Your version of Excel allows you to read this threaded comment; however, any edits to it will get removed if the file is opened in a newer version of Excel. Learn more: https://go.microsoft.com/fwlink/?linkid=870924 Comment: Figures are negative because they are an increase to potable water exports from this WRZ and so are a reduction in WAFU
Note on AP104: [Threaded comment] Your version of Excel allows you to read this threaded comment; however, any edits to it will get removed if the file is opened in a newer version of Excel. Learn more: https://go.microsoft.com/fwlink/?linkid=870924 Comment: Figures are negative because they are an increase to potable water exports from this WRZ and so are a reduction in WAFU
Note on U105: [Threaded comment] Your version of Excel allows you to read this threaded comment; however, any edits to it will get removed if the file is opened in a newer version of Excel. Learn more: https://go.microsoft.com/fwlink/?linkid=870924 Comment: Figures are negative because they are an increase to potable water exports from this WRZ and so are a reduction in WAFU
Note on V105: [Threaded comment] Your version of Excel allows you to read this threaded comment; however, any edits to it will get removed if the file is opened in a newer version of Excel. Learn more: https://go.microsoft.com/fwlink/?linkid=870924 Comment: Figures are negative because they are an increase to potable water exports from this WRZ and so are a reduction in WAFU
Note on W105: [Threaded comment] Your version of Excel allows you to read this threaded comment; however, any edits to it will get removed if the file is opened in a newer version of Excel. Learn more: https://go.microsoft.com/fwlink/?linkid=870924 Comment: Figures are negative because they are an increase to potable water exports from this WRZ and so are a reduction in WAFU
Note on X105: [Threaded comment] Your version of Excel allows you to read this threaded comment; however, any edits to it will get removed if the file is opened in a newer version of Excel. Learn more: https://go.microsoft.com/fwlink/?linkid=870924 Comment: Figures are negative because they are an increase to potable water exports from this WRZ and so are a reduction in WAFU
Note on Y105: [Threaded comment] Your version of Excel allows you to read this threaded comment; however, any edits to it will get removed if the file is opened in a newer version of Excel. Learn more: https://go.microsoft.com/fwlink/?linkid=870924 Comment: Figures are negative because they are an increase to potable water exports from this WRZ and so are a reduction in WAFU
Note on Z105: [Threaded comment] Your version of Excel allows you to read this threaded comment; however, any edits to it will get removed if the file is opened in a newer version of Excel. Learn more: https://go.microsoft.com/fwlink/?linkid=870924 Comment: Figures are negative because they are an increase to potable water exports from this WRZ and so are a reduction in WAFU
Note on AA105: [Threaded comment] Your version of Excel allows you to read this threaded comment; however, any edits to it will get removed if the file is opened in a newer version of Excel. Learn more: https://go.microsoft.com/fwlink/?linkid=870924 Comment: Figures are negative because they are an increase to potable water exports from this WRZ and so are a reduction in WAFU
Note on AB105: [Threaded comment] Your version of Excel allows you to read this threaded comment; however, any edits to it will get removed if the file is opened in a newer version of Excel. Learn more: https://go.microsoft.com/fwlink/?linkid=870924 Comment: Figures are negative because they are an increase to potable water exports from this WRZ and so are a reduction in WAFU
Note on AC105: [Threaded comment] Your version of Excel allows you to read this threaded comment; however, any edits to it will get removed if the file is opened in a newer version of Excel. Learn more: https://go.microsoft.com/fwlink/?linkid=870924 Comment: Figures are negative because they are an increase to potable water exports from this WRZ and so are a reduction in WAFU
Note on AD105: [Threaded comment] Your version of Excel allows you to read this threaded comment; however, any edits to it will get removed if the file is opened in a newer version of Excel. Learn more: https://go.microsoft.com/fwlink/?linkid=870924 Comment: Figures are negative because they are an increase to potable water exports from this WRZ and so are a reduction in WAFU
Note on AE105: [Threaded comment] Your version of Excel allows you to read this threaded comment; however, any edits to it will get removed if the file is opened in a newer version of Excel. Learn more: https://go.microsoft.com/fwlink/?linkid=870924 Comment: Figures are negative because they are an increase to potable water exports from this WRZ and so are a reduction in WAFU
Note on AF105: [Threaded comment] Your version of Excel allows you to read this threaded comment; however, any edits to it will get removed if the file is opened in a newer version of Excel. Learn more: https://go.microsoft.com/fwlink/?linkid=870924 Comment: Figures are negative because they are an increase to potable water exports from this WRZ and so are a reduction in WAFU
Note on AG105: [Threaded comment] Your version of Excel allows you to read this threaded comment; however, any edits to it will get removed if the file is opened in a newer version of Excel. Learn more: https://go.microsoft.com/fwlink/?linkid=870924 Comment: Figures are negative because they are an increase to potable water exports from this WRZ and so are a reduction in WAFU
Note on AH105: [Threaded comment] Your version of Excel allows you to read this threaded comment; however, any edits to it will get removed if the file is opened in a newer version of Excel. Learn more: https://go.microsoft.com/fwlink/?linkid=870924 Comment: Figures are negative because they are an increase to potable water exports from this WRZ and so are a reduction in WAFU
Note on AI105: [Threaded comment] Your version of Excel allows you to read this threaded comment; however, any edits to it will get removed if the file is opened in a newer version of Excel. Learn more: https://go.microsoft.com/fwlink/?linkid=870924 Comment: Figures are negative because they are an increase to potable water exports from this WRZ and so are a reduction in WAFU
Note on AJ105: [Threaded comment] Your version of Excel allows you to read this threaded comment; however, any edits to it will get removed if the file is opened in a newer version of Excel. Learn more: https://go.microsoft.com/fwlink/?linkid=870924 Comment: Figures are negative because they are an increase to potable water exports from this WRZ and so are a reduction in WAFU
Note on AK105: [Threaded comment] Your version of Excel allows you to read this threaded comment; however, any edits to it will get removed if the file is opened in a newer version of Excel. Learn more: https://go.microsoft.com/fwlink/?linkid=870924 Comment: Figures are negative because they are an increase to potable water exports from this WRZ and so are a reduction in WAFU
Note on AL105: [Threaded comment] Your version of Excel allows you to read this threaded comment; however, any edits to it will get removed if the file is opened in a newer version of Excel. Learn more: https://go.microsoft.com/fwlink/?linkid=870924 Comment: Figures are negative because they are an increase to potable water exports from this WRZ and so are a reduction in WAFU
Note on AM105: [Threaded comment] Your version of Excel allows you to read this threaded comment; however, any edits to it will get removed if the file is opened in a newer version of Excel. Learn more: https://go.microsoft.com/fwlink/?linkid=870924 Comment: Figures are negative because they are an increase to potable water exports from this WRZ and so are a reduction in WAFU
Note on AN105: [Threaded comment] Your version of Excel allows you to read this threaded comment; however, any edits to it will get removed if the file is opened in a newer version of Excel. Learn more: https://go.microsoft.com/fwlink/?linkid=870924 Comment: Figures are negative because they are an increase to potable water exports from this WRZ and so are a reduction in WAFU
Note on AO105: [Threaded comment] Your version of Excel allows you to read this threaded comment; however, any edits to it will get removed if the file is opened in a newer version of Excel. Learn more: https://go.microsoft.com/fwlink/?linkid=870924 Comment: Figures are negative because they are an increase to potable water exports from this WRZ and so are a reduction in WAFU
Note on AP105: [Threaded comment] Your version of Excel allows you to read this threaded comment; however, any edits to it will get removed if the file is opened in a newer version of Excel. Learn more: https://go.microsoft.com/fwlink/?linkid=870924 Comment: Figures are negative because they are an increase to potable water exports from this WRZ and so are a reduction in WAFU
Note on U106: [Threaded comment] Your version of Excel allows you to read this threaded comment; however, any edits to it will get removed if the file is opened in a newer version of Excel. Learn more: https://go.microsoft.com/fwlink/?linkid=870924 Comment: Figures are negative because they are an increase to potable water exports from this WRZ and so are a reduction in WAFU
Note on V106: [Threaded comment] Your version of Excel allows you to read this threaded comment; however, any edits to it will get removed if the file is opened in a newer version of Excel. Learn more: https://go.microsoft.com/fwlink/?linkid=870924 Comment: Figures are negative because they are an increase to potable water exports from this WRZ and so are a reduction in WAFU
Note on W106: [Threaded comment] Your version of Excel allows you to read this threaded comment; however, any edits to it will get removed if the file is opened in a newer version of Excel. Learn more: https://go.microsoft.com/fwlink/?linkid=870924 Comment: Figures are negative because they are an increase to potable water exports from this WRZ and so are a reduction in WAFU
Note on X106: [Threaded comment] Your version of Excel allows you to read this threaded comment; however, any edits to it will get removed if the file is opened in a newer version of Excel. Learn more: https://go.microsoft.com/fwlink/?linkid=870924 Comment: Figures are negative because they are an increase to potable water exports from this WRZ and so are a reduction in WAFU
Note on Y106: [Threaded comment] Your version of Excel allows you to read this threaded comment; however, any edits to it will get removed if the file is opened in a newer version of Excel. Learn more: https://go.microsoft.com/fwlink/?linkid=870924 Comment: Figures are negative because they are an increase to potable water exports from this WRZ and so are a reduction in WAFU
Note on Z106: [Threaded comment] Your version of Excel allows you to read this threaded comment; however, any edits to it will get removed if the file is opened in a newer version of Excel. Learn more: https://go.microsoft.com/fwlink/?linkid=870924 Comment: Figures are negative because they are an increase to potable water exports from this WRZ and so are a reduction in WAFU
Note on AA106: [Threaded comment] Your version of Excel allows you to read this threaded comment; however, any edits to it will get removed if the file is opened in a newer version of Excel. Learn more: https://go.microsoft.com/fwlink/?linkid=870924 Comment: Figures are negative because they are an increase to potable water exports from this WRZ and so are a reduction in WAFU
Note on AB106: [Threaded comment] Your version of Excel allows you to read this threaded comment; however, any edits to it will get removed if the file is opened in a newer version of Excel. Learn more: https://go.microsoft.com/fwlink/?linkid=870924 Comment: Figures are negative because they are an increase to potable water exports from this WRZ and so are a reduction in WAFU
Note on AC106: [Threaded comment] Your version of Excel allows you to read this threaded comment; however, any edits to it will get removed if the file is opened in a newer version of Excel. Learn more: https://go.microsoft.com/fwlink/?linkid=870924 Comment: Figures are negative because they are an increase to potable water exports from this WRZ and so are a reduction in WAFU
Note on AD106: [Threaded comment] Your version of Excel allows you to read this threaded comment; however, any edits to it will get removed if the file is opened in a newer version of Excel. Learn more: https://go.microsoft.com/fwlink/?linkid=870924 Comment: Figures are negative because they are an increase to potable water exports from this WRZ and so are a reduction in WAFU
Note on AE106: [Threaded comment] Your version of Excel allows you to read this threaded comment; however, any edits to it will get removed if the file is opened in a newer version of Excel. Learn more: https://go.microsoft.com/fwlink/?linkid=870924 Comment: Figures are negative because they are an increase to potable water exports from this WRZ and so are a reduction in WAFU
Note on AF106: [Threaded comment] Your version of Excel allows you to read this threaded comment; however, any edits to it will get removed if the file is opened in a newer version of Excel. Learn more: https://go.microsoft.com/fwlink/?linkid=870924 Comment: Figures are negative because they are an increase to potable water exports from this WRZ and so are a reduction in WAFU
Note on AG106: [Threaded comment] Your version of Excel allows you to read this threaded comment; however, any edits to it will get removed if the file is opened in a newer version of Excel. Learn more: https://go.microsoft.com/fwlink/?linkid=870924 Comment: Figures are negative because they are an increase to potable water exports from this WRZ and so are a reduction in WAFU
Note on AH106: [Threaded comment] Your version of Excel allows you to read this threaded comment; however, any edits to it will get removed if the file is opened in a newer version of Excel. Learn more: https://go.microsoft.com/fwlink/?linkid=870924 Comment: Figures are negative because they are an increase to potable water exports from this WRZ and so are a reduction in WAFU
Note on AI106: [Threaded comment] Your version of Excel allows you to read this threaded comment; however, any edits to it will get removed if the file is opened in a newer version of Excel. Learn more: https://go.microsoft.com/fwlink/?linkid=870924 Comment: Figures are negative because they are an increase to potable water exports from this WRZ and so are a reduction in WAFU
Note on AJ106: [Threaded comment] Your version of Excel allows you to read this threaded comment; however, any edits to it will get removed if the file is opened in a newer version of Excel. Learn more: https://go.microsoft.com/fwlink/?linkid=870924 Comment: Figures are negative because they are an increase to potable water exports from this WRZ and so are a reduction in WAFU
Note on AK106: [Threaded comment] Your version of Excel allows you to read this threaded comment; however, any edits to it will get removed if the file is opened in a newer version of Excel. Learn more: https://go.microsoft.com/fwlink/?linkid=870924 Comment: Figures are negative because they are an increase to potable water exports from this WRZ and so are a reduction in WAFU
Note on AL106: [Threaded comment] Your version of Excel allows you to read this threaded comment; however, any edits to it will get removed if the file is opened in a newer version of Excel. Learn more: https://go.microsoft.com/fwlink/?linkid=870924 Comment: Figures are negative because they are an increase to potable water exports from this WRZ and so are a reduction in WAFU
Note on AM106: [Threaded comment] Your version of Excel allows you to read this threaded comment; however, any edits to it will get removed if the file is opened in a newer version of Excel. Learn more: https://go.microsoft.com/fwlink/?linkid=870924 Comment: Figures are negative because they are an increase to potable water exports from this WRZ and so are a reduction in WAFU
Note on AN106: [Threaded comment] Your version of Excel allows you to read this threaded comment; however, any edits to it will get removed if the file is opened in a newer version of Excel. Learn more: https://go.microsoft.com/fwlink/?linkid=870924 Comment: Figures are negative because they are an increase to potable water exports from this WRZ and so are a reduction in WAFU
Note on AO106: [Threaded comment] Your version of Excel allows you to read this threaded comment; however, any edits to it will get removed if the file is opened in a newer version of Excel. Learn more: https://go.microsoft.com/fwlink/?linkid=870924 Comment: Figures are negative because they are an increase to potable water exports from this WRZ and so are a reduction in WAFU
Note on AP106: [Threaded comment] Your version of Excel allows you to read this threaded comment; however, any edits to it will get removed if the file is opened in a newer version of Excel. Learn more: https://go.microsoft.com/fwlink/?linkid=870924 Comment: Figures are negative because they are an increase to potable water exports from this WRZ and so are a reduction in WAFU
Note on U107: [Threaded comment] Your version of Excel allows you to read this threaded comment; however, any edits to it will get removed if the file is opened in a newer version of Excel. Learn more: https://go.microsoft.com/fwlink/?linkid=870924 Comment: Figures are negative because they are an increase to potable water exports from this WRZ and so are a reduction in WAFU
Note on V107: [Threaded comment] Your version of Excel allows you to read this threaded comment; however, any edits to it will get removed if the file is opened in a newer version of Excel. Learn more: https://go.microsoft.com/fwlink/?linkid=870924 Comment: Figures are negative because they are an increase to potable water exports from this WRZ and so are a reduction in WAFU
Note on W107: [Threaded comment] Your version of Excel allows you to read this threaded comment; however, any edits to it will get removed if the file is opened in a newer version of Excel. Learn more: https://go.microsoft.com/fwlink/?linkid=870924 Comment: Figures are negative because they are an increase to potable water exports from this WRZ and so are a reduction in WAFU
Note on X107: [Threaded comment] Your version of Excel allows you to read this threaded comment; however, any edits to it will get removed if the file is opened in a newer version of Excel. Learn more: https://go.microsoft.com/fwlink/?linkid=870924 Comment: Figures are negative because they are an increase to potable water exports from this WRZ and so are a reduction in WAFU
Note on Y107: [Threaded comment] Your version of Excel allows you to read this threaded comment; however, any edits to it will get removed if the file is opened in a newer version of Excel. Learn more: https://go.microsoft.com/fwlink/?linkid=870924 Comment: Figures are negative because they are an increase to potable water exports from this WRZ and so are a reduction in WAFU
Note on Z107: [Threaded comment] Your version of Excel allows you to read this threaded comment; however, any edits to it will get removed if the file is opened in a newer version of Excel. Learn more: https://go.microsoft.com/fwlink/?linkid=870924 Comment: Figures are negative because they are an increase to potable water exports from this WRZ and so are a reduction in WAFU
Note on AA107: [Threaded comment] Your version of Excel allows you to read this threaded comment; however, any edits to it will get removed if the file is opened in a newer version of Excel. Learn more: https://go.microsoft.com/fwlink/?linkid=870924 Comment: Figures are negative because they are an increase to potable water exports from this WRZ and so are a reduction in WAFU
Note on AB107: [Threaded comment] Your version of Excel allows you to read this threaded comment; however, any edits to it will get removed if the file is opened in a newer version of Excel. Learn more: https://go.microsoft.com/fwlink/?linkid=870924 Comment: Figures are negative because they are an increase to potable water exports from this WRZ and so are a reduction in WAFU
Note on AC107: [Threaded comment] Your version of Excel allows you to read this threaded comment; however, any edits to it will get removed if the file is opened in a newer version of Excel. Learn more: https://go.microsoft.com/fwlink/?linkid=870924 Comment: Figures are negative because they are an increase to potable water exports from this WRZ and so are a reduction in WAFU
Note on AD107: [Threaded comment] Your version of Excel allows you to read this threaded comment; however, any edits to it will get removed if the file is opened in a newer version of Excel. Learn more: https://go.microsoft.com/fwlink/?linkid=870924 Comment: Figures are negative because they are an increase to potable water exports from this WRZ and so are a reduction in WAFU
Note on AE107: [Threaded comment] Your version of Excel allows you to read this threaded comment; however, any edits to it will get removed if the file is opened in a newer version of Excel. Learn more: https://go.microsoft.com/fwlink/?linkid=870924 Comment: Figures are negative because they are an increase to potable water exports from this WRZ and so are a reduction in WAFU
Note on AF107: [Threaded comment] Your version of Excel allows you to read this threaded comment; however, any edits to it will get removed if the file is opened in a newer version of Excel. Learn more: https://go.microsoft.com/fwlink/?linkid=870924 Comment: Figures are negative because they are an increase to potable water exports from this WRZ and so are a reduction in WAFU
Note on AG107: [Threaded comment] Your version of Excel allows you to read this threaded comment; however, any edits to it will get removed if the file is opened in a newer version of Excel. Learn more: https://go.microsoft.com/fwlink/?linkid=870924 Comment: Figures are negative because they are an increase to potable water exports from this WRZ and so are a reduction in WAFU
Note on AH107: [Threaded comment] Your version of Excel allows you to read this threaded comment; however, any edits to it will get removed if the file is opened in a newer version of Excel. Learn more: https://go.microsoft.com/fwlink/?linkid=870924 Comment: Figures are negative because they are an increase to potable water exports from this WRZ and so are a reduction in WAFU
Note on AI107: [Threaded comment] Your version of Excel allows you to read this threaded comment; however, any edits to it will get removed if the file is opened in a newer version of Excel. Learn more: https://go.microsoft.com/fwlink/?linkid=870924 Comment: Figures are negative because they are an increase to potable water exports from this WRZ and so are a reduction in WAFU
Note on AJ107: [Threaded comment] Your version of Excel allows you to read this threaded comment; however, any edits to it will get removed if the file is opened in a newer version of Excel. Learn more: https://go.microsoft.com/fwlink/?linkid=870924 Comment: Figures are negative because they are an increase to potable water exports from this WRZ and so are a reduction in WAFU
Note on AK107: [Threaded comment] Your version of Excel allows you to read this threaded comment; however, any edits to it will get removed if the file is opened in a newer version of Excel. Learn more: https://go.microsoft.com/fwlink/?linkid=870924 Comment: Figures are negative because they are an increase to potable water exports from this WRZ and so are a reduction in WAFU
Note on AL107: [Threaded comment] Your version of Excel allows you to read this threaded comment; however, any edits to it will get removed if the file is opened in a newer version of Excel. Learn more: https://go.microsoft.com/fwlink/?linkid=870924 Comment: Figures are negative because they are an increase to potable water exports from this WRZ and so are a reduction in WAFU
Note on AM107: [Threaded comment] Your version of Excel allows you to read this threaded comment; however, any edits to it will get removed if the file is opened in a newer version of Excel. Learn more: https://go.microsoft.com/fwlink/?linkid=870924 Comment: Figures are negative because they are an increase to potable water exports from this WRZ and so are a reduction in WAFU
Note on AN107: [Threaded comment] Your version of Excel allows you to read this threaded comment; however, any edits to it will get removed if the file is opened in a newer version of Excel. Learn more: https://go.microsoft.com/fwlink/?linkid=870924 Comment: Figures are negative because they are an increase to potable water exports from this WRZ and so are a reduction in WAFU
Note on AO107: [Threaded comment] Your version of Excel allows you to read this threaded comment; however, any edits to it will get removed if the file is opened in a newer version of Excel. Learn more: https://go.microsoft.com/fwlink/?linkid=870924 Comment: Figures are negative because they are an increase to potable water exports from this WRZ and so are a reduction in WAFU
Note on AP107: [Threaded comment] Your version of Excel allows you to read this threaded comment; however, any edits to it will get removed if the file is opened in a newer version of Excel. Learn more: https://go.microsoft.com/fwlink/?linkid=870924 Comment: Figures are negative because they are an increase to potable water exports from this WRZ and so are a reduction in WAFU
Note on U108: [Threaded comment] Your version of Excel allows you to read this threaded comment; however, any edits to it will get removed if the file is opened in a newer version of Excel. Learn more: https://go.microsoft.com/fwlink/?linkid=870924 Comment: Figures are negative because they are an increase to potable water exports from this WRZ and so are a reduction in WAFU
Note on V108: [Threaded comment] Your version of Excel allows you to read this threaded comment; however, any edits to it will get removed if the file is opened in a newer version of Excel. Learn more: https://go.microsoft.com/fwlink/?linkid=870924 Comment: Figures are negative because they are an increase to potable water exports from this WRZ and so are a reduction in WAFU
Note on W108: [Threaded comment] Your version of Excel allows you to read this threaded comment; however, any edits to it will get removed if the file is opened in a newer version of Excel. Learn more: https://go.microsoft.com/fwlink/?linkid=870924 Comment: Figures are negative because they are an increase to potable water exports from this WRZ and so are a reduction in WAFU
Note on X108: [Threaded comment] Your version of Excel allows you to read this threaded comment; however, any edits to it will get removed if the file is opened in a newer version of Excel. Learn more: https://go.microsoft.com/fwlink/?linkid=870924 Comment: Figures are negative because they are an increase to potable water exports from this WRZ and so are a reduction in WAFU
Note on Y108: [Threaded comment] Your version of Excel allows you to read this threaded comment; however, any edits to it will get removed if the file is opened in a newer version of Excel. Learn more: https://go.microsoft.com/fwlink/?linkid=870924 Comment: Figures are negative because they are an increase to potable water exports from this WRZ and so are a reduction in WAFU
Note on Z108: [Threaded comment] Your version of Excel allows you to read this threaded comment; however, any edits to it will get removed if the file is opened in a newer version of Excel. Learn more: https://go.microsoft.com/fwlink/?linkid=870924 Comment: Figures are negative because they are an increase to potable water exports from this WRZ and so are a reduction in WAFU
Note on AA108: [Threaded comment] Your version of Excel allows you to read this threaded comment; however, any edits to it will get removed if the file is opened in a newer version of Excel. Learn more: https://go.microsoft.com/fwlink/?linkid=870924 Comment: Figures are negative because they are an increase to potable water exports from this WRZ and so are a reduction in WAFU
Note on AB108: [Threaded comment] Your version of Excel allows you to read this threaded comment; however, any edits to it will get removed if the file is opened in a newer version of Excel. Learn more: https://go.microsoft.com/fwlink/?linkid=870924 Comment: Figures are negative because they are an increase to potable water exports from this WRZ and so are a reduction in WAFU
Note on AC108: [Threaded comment] Your version of Excel allows you to read this threaded comment; however, any edits to it will get removed if the file is opened in a newer version of Excel. Learn more: https://go.microsoft.com/fwlink/?linkid=870924 Comment: Figures are negative because they are an increase to potable water exports from this WRZ and so are a reduction in WAFU
Note on AD108: [Threaded comment] Your version of Excel allows you to read this threaded comment; however, any edits to it will get removed if the file is opened in a newer version of Excel. Learn more: https://go.microsoft.com/fwlink/?linkid=870924 Comment: Figures are negative because they are an increase to potable water exports from this WRZ and so are a reduction in WAFU
Note on AE108: [Threaded comment] Your version of Excel allows you to read this threaded comment; however, any edits to it will get removed if the file is opened in a newer version of Excel. Learn more: https://go.microsoft.com/fwlink/?linkid=870924 Comment: Figures are negative because they are an increase to potable water exports from this WRZ and so are a reduction in WAFU
Note on AF108: [Threaded comment] Your version of Excel allows you to read this threaded comment; however, any edits to it will get removed if the file is opened in a newer version of Excel. Learn more: https://go.microsoft.com/fwlink/?linkid=870924 Comment: Figures are negative because they are an increase to potable water exports from this WRZ and so are a reduction in WAFU
Note on AG108: [Threaded comment] Your version of Excel allows you to read this threaded comment; however, any edits to it will get removed if the file is opened in a newer version of Excel. Learn more: https://go.microsoft.com/fwlink/?linkid=870924 Comment: Figures are negative because they are an increase to potable water exports from this WRZ and so are a reduction in WAFU
Note on AH108: [Threaded comment] Your version of Excel allows you to read this threaded comment; however, any edits to it will get removed if the file is opened in a newer version of Excel. Learn more: https://go.microsoft.com/fwlink/?linkid=870924 Comment: Figures are negative because they are an increase to potable water exports from this WRZ and so are a reduction in WAFU
Note on AI108: [Threaded comment] Your version of Excel allows you to read this threaded comment; however, any edits to it will get removed if the file is opened in a newer version of Excel. Learn more: https://go.microsoft.com/fwlink/?linkid=870924 Comment: Figures are negative because they are an increase to potable water exports from this WRZ and so are a reduction in WAFU
Note on AJ108: [Threaded comment] Your version of Excel allows you to read this threaded comment; however, any edits to it will get removed if the file is opened in a newer version of Excel. Learn more: https://go.microsoft.com/fwlink/?linkid=870924 Comment: Figures are negative because they are an increase to potable water exports from this WRZ and so are a reduction in WAFU
Note on AK108: [Threaded comment] Your version of Excel allows you to read this threaded comment; however, any edits to it will get removed if the file is opened in a newer version of Excel. Learn more: https://go.microsoft.com/fwlink/?linkid=870924 Comment: Figures are negative because they are an increase to potable water exports from this WRZ and so are a reduction in WAFU
Note on AL108: [Threaded comment] Your version of Excel allows you to read this threaded comment; however, any edits to it will get removed if the file is opened in a newer version of Excel. Learn more: https://go.microsoft.com/fwlink/?linkid=870924 Comment: Figures are negative because they are an increase to potable water exports from this WRZ and so are a reduction in WAFU
Note on AM108: [Threaded comment] Your version of Excel allows you to read this threaded comment; however, any edits to it will get removed if the file is opened in a newer version of Excel. Learn more: https://go.microsoft.com/fwlink/?linkid=870924 Comment: Figures are negative because they are an increase to potable water exports from this WRZ and so are a reduction in WAFU
Note on AN108: [Threaded comment] Your version of Excel allows you to read this threaded comment; however, any edits to it will get removed if the file is opened in a newer version of Excel. Learn more: https://go.microsoft.com/fwlink/?linkid=870924 Comment: Figures are negative because they are an increase to potable water exports from this WRZ and so are a reduction in WAFU
Note on AO108: [Threaded comment] Your version of Excel allows you to read this threaded comment; however, any edits to it will get removed if the file is opened in a newer version of Excel. Learn more: https://go.microsoft.com/fwlink/?linkid=870924 Comment: Figures are negative because they are an increase to potable water exports from this WRZ and so are a reduction in WAFU
Note on AP108: [Threaded comment] Your version of Excel allows you to read this threaded comment; however, any edits to it will get removed if the file is opened in a newer version of Excel. Learn more: https://go.microsoft.com/fwlink/?linkid=870924 Comment: Figures are negative because they are an increase to potable water exports from this WRZ and so are a reduction in WAFU
Note on Y109: [Threaded comment] Your version of Excel allows you to read this threaded comment; however, any edits to it will get removed if the file is opened in a newer version of Excel. Learn more: https://go.microsoft.com/fwlink/?linkid=870924 Comment: Figures are negative because they are an increase to potable water exports from this WRZ and so are a reduction in WAFU
Note on Z109: [Threaded comment] Your version of Excel allows you to read this threaded comment; however, any edits to it will get removed if the file is opened in a newer version of Excel. Learn more: https://go.microsoft.com/fwlink/?linkid=870924 Comment: Figures are negative because they are an increase to potable water exports from this WRZ and so are a reduction in WAFU
Note on AA109: [Threaded comment] Your version of Excel allows you to read this threaded comment; however, any edits to it will get removed if the file is opened in a newer version of Excel. Learn more: https://go.microsoft.com/fwlink/?linkid=870924 Comment: Figures are negative because they are an increase to potable water exports from this WRZ and so are a reduction in WAFU
Note on AB109: [Threaded comment] Your version of Excel allows you to read this threaded comment; however, any edits to it will get removed if the file is opened in a newer version of Excel. Learn more: https://go.microsoft.com/fwlink/?linkid=870924 Comment: Figures are negative because they are an increase to potable water exports from this WRZ and so are a reduction in WAFU
Note on N112: [Threaded comment] Your version of Excel allows you to read this threaded comment; however, any edits to it will get removed if the file is opened in a newer version of Excel. Learn more: https://go.microsoft.com/fwlink/?linkid=870924 Comment: Figure is -ve because it is an increase in outage under the 1 in 200 yr drought resilience period, and so is a reduction to WAFU
Note on O112: [Threaded comment] Your version of Excel allows you to read this threaded comment; however, any edits to it will get removed if the file is opened in a newer version of Excel. Learn more: https://go.microsoft.com/fwlink/?linkid=870924 Comment: Figure is -ve because it is an increase in outage under the 1 in 200 yr drought resilience period, and so is a reduction to WAFU
Note on P112: [Threaded comment] Your version of Excel allows you to read this threaded comment; however, any edits to it will get removed if the file is opened in a newer version of Excel. Learn more: https://go.microsoft.com/fwlink/?linkid=870924 Comment: Figure is -ve because it is an increase in outage under the 1 in 200 yr drought resilience period, and so is a reduction to WAFU
Note on Q112: [Threaded comment] Your version of Excel allows you to read this threaded comment; however, any edits to it will get removed if the file is opened in a newer version of Excel. Learn more: https://go.microsoft.com/fwlink/?linkid=870924 Comment: Figure is -ve because it is an increase in outage under the 1 in 200 yr drought resilience period, and so is a reduction to WAFU
Note on R112: [Threaded comment] Your version of Excel allows you to read this threaded comment; however, any edits to it will get removed if the file is opened in a newer version of Excel. Learn more: https://go.microsoft.com/fwlink/?linkid=870924 Comment: Figure is -ve because it is an increase in outage under the 1 in 200 yr drought resilience period, and so is a reduction to WAFU
Note on S112: [Threaded comment] Your version of Excel allows you to read this threaded comment; however, any edits to it will get removed if the file is opened in a newer version of Excel. Learn more: https://go.microsoft.com/fwlink/?linkid=870924 Comment: Figure is -ve because it is an increase in outage under the 1 in 200 yr drought resilience period, and so is a reduction to WAFU
Note on T112: [Threaded comment] Your version of Excel allows you to read this threaded comment; however, any edits to it will get removed if the file is opened in a newer version of Excel. Learn more: https://go.microsoft.com/fwlink/?linkid=870924 Comment: Figure is -ve because it is an increase in outage under the 1 in 200 yr drought resilience period, and so is a reduction to WAFU
Note on U112: [Threaded comment] Your version of Excel allows you to read this threaded comment; however, any edits to it will get removed if the file is opened in a newer version of Excel. Learn more: https://go.microsoft.com/fwlink/?linkid=870924 Comment: Figure is -ve because it is an increase in outage under the 1 in 200 yr drought resilience period, and so is a reduction to WAFU
Note on V112: [Threaded comment] Your version of Excel allows you to read this threaded comment; however, any edits to it will get removed if the file is opened in a newer version of Excel. Learn more: https://go.microsoft.com/fwlink/?linkid=870924 Comment: Figure is -ve because it is an increase in outage under the 1 in 200 yr drought resilience period, and so is a reduction to WAFU
Note on W112: [Threaded comment] Your version of Excel allows you to read this threaded comment; however, any edits to it will get removed if the file is opened in a newer version of Excel. Learn more: https://go.microsoft.com/fwlink/?linkid=870924 Comment: Figure is -ve because it is an increase in outage under the 1 in 200 yr drought resilience period, and so is a reduction to WAFU
Note on S128: [Threaded comment] Your version of Excel allows you to read this threaded comment; however, any edits to it will get removed if the file is opened in a newer version of Excel. Learn more: https://go.microsoft.com/fwlink/?linkid=870924 Comment: Figure is -ve because it is a reduction to a potable water import, and so is a reduction in WAFU.
Note on T128: [Threaded comment] Your version of Excel allows you to read this threaded comment; however, any edits to it will get removed if the file is opened in a newer version of Excel. Learn more: https://go.microsoft.com/fwlink/?linkid=870924 Comment: Figure is -ve because it is a reduction to a potable water import, and so is a reduction in WAFU.
Note on S129: [Threaded comment] Your version of Excel allows you to read this threaded comment; however, any edits to it will get removed if the file is opened in a newer version of Excel. Learn more: https://go.microsoft.com/fwlink/?linkid=870924 Comment: Figure is -ve because it is a reduction to a potable water import, and so is a reduction in WAFU.
Note on T129: [Threaded comment] Your version of Excel allows you to read this threaded comment; however, any edits to it will get removed if the file is opened in a newer version of Excel. Learn more: https://go.microsoft.com/fwlink/?linkid=870924 Comment: Figure is -ve because it is a reduction to a potable water import, and so is a reduction in WAFU.
Note on S130: [Threaded comment] Your version of Excel allows you to read this threaded comment; however, any edits to it will get removed if the file is opened in a newer version of Excel. Learn more: https://go.microsoft.com/fwlink/?linkid=870924 Comment: Figure is -ve because it is a reduction to a potable water import, and so is a reduction in WAFU.
Note on T130: [Threaded comment] Your version of Excel allows you to read this threaded comment; however, any edits to it will get removed if the file is opened in a newer version of Excel. Learn more: https://go.microsoft.com/fwlink/?linkid=870924 Comment: Figure is -ve because it is a reduction to a potable water import, and so is a reduction in WAFU.
Note on S131: [Threaded comment] Your version of Excel allows you to read this threaded comment; however, any edits to it will get removed if the file is opened in a newer version of Excel. Learn more: https://go.microsoft.com/fwlink/?linkid=870924 Comment: Figure is -ve because it is a reduction to a potable water import, and so is a reduction in WAFU.
Note on T131: [Threaded comment] Your version of Excel allows you to read this threaded comment; however, any edits to it will get removed if the file is opened in a newer version of Excel. Learn more: https://go.microsoft.com/fwlink/?linkid=870924 Comment: Figure is -ve because it is a reduction to a potable water import, and so is a reduction in WAFU.
Note on S132: [Threaded comment] Your version of Excel allows you to read this threaded comment; however, any edits to it will get removed if the file is opened in a newer version of Excel. Learn more: https://go.microsoft.com/fwlink/?linkid=870924 Comment: Figure is -ve because it is a reduction to a potable water import, and so is a reduction in WAFU.
Note on T132: [Threaded comment] Your version of Excel allows you to read this threaded comment; however, any edits to it will get removed if the file is opened in a newer version of Excel. Learn more: https://go.microsoft.com/fwlink/?linkid=870924 Comment: Figure is -ve because it is a reduction to a potable water import, and so is a reduction in WAFU.
Note on S133: [Threaded comment] Your version of Excel allows you to read this threaded comment; however, any edits to it will get removed if the file is opened in a newer version of Excel. Learn more: https://go.microsoft.com/fwlink/?linkid=870924 Comment: Figure is -ve because it is a reduction to a potable water import, and so is a reduction in WAFU.
Note on T133: [Threaded comment] Your version of Excel allows you to read this threaded comment; however, any edits to it will get removed if the file is opened in a newer version of Excel. Learn more: https://go.microsoft.com/fwlink/?linkid=870924 Comment: Figure is -ve because it is a reduction to a potable water import, and so is a reduction in WAFU.
Note on S134: [Threaded comment] Your version of Excel allows you to read this threaded comment; however, any edits to it will get removed if the file is opened in a newer version of Excel. Learn more: https://go.microsoft.com/fwlink/?linkid=870924 Comment: Figure is -ve because it is a reduction to a potable water import, and so is a reduction in WAFU.
Note on T134: [Threaded comment] Your version of Excel allows you to read this threaded comment; however, any edits to it will get removed if the file is opened in a newer version of Excel. Learn more: https://go.microsoft.com/fwlink/?linkid=870924 Comment: Figure is -ve because it is a reduction to a potable water import, and so is a reduction in WAFU.
Note on T137: [Threaded comment] Your version of Excel allows you to read this threaded comment; however, any edits to it will get removed if the file is opened in a newer version of Excel. Learn more: https://go.microsoft.com/fwlink/?linkid=870924 Comment: Figures are negative because they are an increase to raw water exports and so a reduction in WAFU.
Note on U137: [Threaded comment] Your version of Excel allows you to read this threaded comment; however, any edits to it will get removed if the file is opened in a newer version of Excel. Learn more: https://go.microsoft.com/fwlink/?linkid=870924 Comment: Figures are negative because they are an increase to raw water exports and so a reduction in WAFU.
Note on V137: [Threaded comment] Your version of Excel allows you to read this threaded comment; however, any edits to it will get removed if the file is opened in a newer version of Excel. Learn more: https://go.microsoft.com/fwlink/?linkid=870924 Comment: Figures are negative because they are an increase to raw water exports and so a reduction in WAFU.
Note on W137: [Threaded comment] Your version of Excel allows you to read this threaded comment; however, any edits to it will get removed if the file is opened in a newer version of Excel. Learn more: https://go.microsoft.com/fwlink/?linkid=870924 Comment: Figures are negative because they are an increase to raw water exports and so a reduction in WAFU.
Note on X137: [Threaded comment] Your version of Excel allows you to read this threaded comment; however, any edits to it will get removed if the file is opened in a newer version of Excel. Learn more: https://go.microsoft.com/fwlink/?linkid=870924 Comment: Figures are negative because they are an increase to raw water exports and so a reduction in WAFU.
Note on Y137: [Threaded comment] Your version of Excel allows you to read this threaded comment; however, any edits to it will get removed if the file is opened in a newer version of Excel. Learn more: https://go.microsoft.com/fwlink/?linkid=870924 Comment: Figures are negative because they are an increase to raw water exports and so a reduction in WAFU.
Note on Z137: [Threaded comment] Your version of Excel allows you to read this threaded comment; however, any edits to it will get removed if the file is opened in a newer version of Excel. Learn more: https://go.microsoft.com/fwlink/?linkid=870924 Comment: Figures are negative because they are an increase to raw water exports and so a reduction in WAFU.
Note on T138: [Threaded comment] Your version of Excel allows you to read this threaded comment; however, any edits to it will get removed if the file is opened in a newer version of Excel. Learn more: https://go.microsoft.com/fwlink/?linkid=870924 Comment: Figures are negative because they are an increase to raw water exports and so a reduction in WAFU.
Note on U138: [Threaded comment] Your version of Excel allows you to read this threaded comment; however, any edits to it will get removed if the file is opened in a newer version of Excel. Learn more: https://go.microsoft.com/fwlink/?linkid=870924 Comment: Figures are negative because they are an increase to raw water exports and so a reduction in WAFU.
Note on V138: [Threaded comment] Your version of Excel allows you to read this threaded comment; however, any edits to it will get removed if the file is opened in a newer version of Excel. Learn more: https://go.microsoft.com/fwlink/?linkid=870924 Comment: Figures are negative because they are an increase to raw water exports and so a reduction in WAFU.
Note on W138: [Threaded comment] Your version of Excel allows you to read this threaded comment; however, any edits to it will get removed if the file is opened in a newer version of Excel. Learn more: https://go.microsoft.com/fwlink/?linkid=870924 Comment: Figures are negative because they are an increase to raw water exports and so a reduction in WAFU.
Note on X138: [Threaded comment] Your version of Excel allows you to read this threaded comment; however, any edits to it will get removed if the file is opened in a newer version of Excel. Learn more: https://go.microsoft.com/fwlink/?linkid=870924 Comment: Figures are negative because they are an increase to raw water exports and so a reduction in WAFU.
Note on Y138: [Threaded comment] Your version of Excel allows you to read this threaded comment; however, any edits to it will get removed if the file is opened in a newer version of Excel. Learn more: https://go.microsoft.com/fwlink/?linkid=870924 Comment: Figures are negative because they are an increase to raw water exports and so a reduction in WAFU.
Note on Z138: [Threaded comment] Your version of Excel allows you to read this threaded comment; however, any edits to it will get removed if the file is opened in a newer version of Excel. Learn more: https://go.microsoft.com/fwlink/?linkid=870924 Comment: Figures are negative because they are an increase to raw water exports and so a reduction in WAFU.
Note on T139: [Threaded comment] Your version of Excel allows you to read this threaded comment; however, any edits to it will get removed if the file is opened in a newer version of Excel. Learn more: https://go.microsoft.com/fwlink/?linkid=870924 Comment: Figures are negative because they are an increase to raw water exports and so a reduction in WAFU.
Note on U139: [Threaded comment] Your version of Excel allows you to read this threaded comment; however, any edits to it will get removed if the file is opened in a newer version of Excel. Learn more: https://go.microsoft.com/fwlink/?linkid=870924 Comment: Figures are negative because they are an increase to raw water exports and so a reduction in WAFU.
Note on V139: [Threaded comment] Your version of Excel allows you to read this threaded comment; however, any edits to it will get removed if the file is opened in a newer version of Excel. Learn more: https://go.microsoft.com/fwlink/?linkid=870924 Comment: Figures are negative because they are an increase to raw water exports and so a reduction in WAFU.
Note on W139: [Threaded comment] Your version of Excel allows you to read this threaded comment; however, any edits to it will get removed if the file is opened in a newer version of Excel. Learn more: https://go.microsoft.com/fwlink/?linkid=870924 Comment: Figures are negative because they are an increase to raw water exports and so a reduction in WAFU.
Note on X139: [Threaded comment] Your version of Excel allows you to read this threaded comment; however, any edits to it will get removed if the file is opened in a newer version of Excel. Learn more: https://go.microsoft.com/fwlink/?linkid=870924 Comment: Figures are negative because they are an increase to raw water exports and so a reduction in WAFU.
Note on Y139: [Threaded comment] Your version of Excel allows you to read this threaded comment; however, any edits to it will get removed if the file is opened in a newer version of Excel. Learn more: https://go.microsoft.com/fwlink/?linkid=870924 Comment: Figures are negative because they are an increase to raw water exports and so a reduction in WAFU.
Note on Z139: [Threaded comment] Your version of Excel allows you to read this threaded comment; however, any edits to it will get removed if the file is opened in a newer version of Excel. Learn more: https://go.microsoft.com/fwlink/?linkid=870924 Comment: Figures are negative because they are an increase to raw water exports and so a reduction in WAFU.
Note on T140: [Threaded comment] Your version of Excel allows you to read this threaded comment; however, any edits to it will get removed if the file is opened in a newer version of Excel. Learn more: https://go.microsoft.com/fwlink/?linkid=870924 Comment: Figures are negative because they are an increase to raw water exports and so a reduction in WAFU.
Note on U140: [Threaded comment] Your version of Excel allows you to read this threaded comment; however, any edits to it will get removed if the file is opened in a newer version of Excel. Learn more: https://go.microsoft.com/fwlink/?linkid=870924 Comment: Figures are negative because they are an increase to raw water exports and so a reduction in WAFU.
Note on V140: [Threaded comment] Your version of Excel allows you to read this threaded comment; however, any edits to it will get removed if the file is opened in a newer version of Excel. Learn more: https://go.microsoft.com/fwlink/?linkid=870924 Comment: Figures are negative because they are an increase to raw water exports and so a reduction in WAFU.
Note on W140: [Threaded comment] Your version of Excel allows you to read this threaded comment; however, any edits to it will get removed if the file is opened in a newer version of Excel. Learn more: https://go.microsoft.com/fwlink/?linkid=870924 Comment: Figures are negative because they are an increase to raw water exports and so a reduction in WAFU.
Note on X140: [Threaded comment] Your version of Excel allows you to read this threaded comment; however, any edits to it will get removed if the file is opened in a newer version of Excel. Learn more: https://go.microsoft.com/fwlink/?linkid=870924 Comment: Figures are negative because they are an increase to raw water exports and so a reduction in WAFU.
Note on Y140: [Threaded comment] Your version of Excel allows you to read this threaded comment; however, any edits to it will get removed if the file is opened in a newer version of Excel. Learn more: https://go.microsoft.com/fwlink/?linkid=870924 Comment: Figures are negative because they are an increase to raw water exports and so a reduction in WAFU.
Note on Z140: [Threaded comment] Your version of Excel allows you to read this threaded comment; however, any edits to it will get removed if the file is opened in a newer version of Excel. Learn more: https://go.microsoft.com/fwlink/?linkid=870924 Comment: Figures are negative because they are an increase to raw water exports and so a reduction in WAFU.
Note on T141: [Threaded comment] Your version of Excel allows you to read this threaded comment; however, any edits to it will get removed if the file is opened in a newer version of Excel. Learn more: https://go.microsoft.com/fwlink/?linkid=870924 Comment: Figures are negative because they are an increase to raw water exports and so a reduction in WAFU.
Note on U141: [Threaded comment] Your version of Excel allows you to read this threaded comment; however, any edits to it will get removed if the file is opened in a newer version of Excel. Learn more: https://go.microsoft.com/fwlink/?linkid=870924 Comment: Figures are negative because they are an increase to raw water exports and so a reduction in WAFU.
Note on V141: [Threaded comment] Your version of Excel allows you to read this threaded comment; however, any edits to it will get removed if the file is opened in a newer version of Excel. Learn more: https://go.microsoft.com/fwlink/?linkid=870924 Comment: Figures are negative because they are an increase to raw water exports and so a reduction in WAFU.
Note on W141: [Threaded comment] Your version of Excel allows you to read this threaded comment; however, any edits to it will get removed if the file is opened in a newer version of Excel. Learn more: https://go.microsoft.com/fwlink/?linkid=870924 Comment: Figures are negative because they are an increase to raw water exports and so a reduction in WAFU.
Note on X141: [Threaded comment] Your version of Excel allows you to read this threaded comment; however, any edits to it will get removed if the file is opened in a newer version of Excel. Learn more: https://go.microsoft.com/fwlink/?linkid=870924 Comment: Figures are negative because they are an increase to raw water exports and so a reduction in WAFU.
Note on Y141: [Threaded comment] Your version of Excel allows you to read this threaded comment; however, any edits to it will get removed if the file is opened in a newer version of Excel. Learn more: https://go.microsoft.com/fwlink/?linkid=870924 Comment: Figures are negative because they are an increase to raw water exports and so a reduction in WAFU.
Note on Z141: [Threaded comment] Your version of Excel allows you to read this threaded comment; however, any edits to it will get removed if the file is opened in a newer version of Excel. Learn more: https://go.microsoft.com/fwlink/?linkid=870924 Comment: Figures are negative because they are an increase to raw water exports and so a reduction in WAFU.
Note on T142: [Threaded comment] Your version of Excel allows you to read this threaded comment; however, any edits to it will get removed if the file is opened in a newer version of Excel. Learn more: https://go.microsoft.com/fwlink/?linkid=870924 Comment: Figures are negative because they are an increase to raw water exports and so a reduction in WAFU.
Note on U142: [Threaded comment] Your version of Excel allows you to read this threaded comment; however, any edits to it will get removed if the file is opened in a newer version of Excel. Learn more: https://go.microsoft.com/fwlink/?linkid=870924 Comment: Figures are negative because they are an increase to raw water exports and so a reduction in WAFU.
Note on V142: [Threaded comment] Your version of Excel allows you to read this threaded comment; however, any edits to it will get removed if the file is opened in a newer version of Excel. Learn more: https://go.microsoft.com/fwlink/?linkid=870924 Comment: Figures are negative because they are an increase to raw water exports and so a reduction in WAFU.
Note on W142: [Threaded comment] Your version of Excel allows you to read this threaded comment; however, any edits to it will get removed if the file is opened in a newer version of Excel. Learn more: https://go.microsoft.com/fwlink/?linkid=870924 Comment: Figures are negative because they are an increase to raw water exports and so a reduction in WAFU.
Note on X142: [Threaded comment] Your version of Excel allows you to read this threaded comment; however, any edits to it will get removed if the file is opened in a newer version of Excel. Learn more: https://go.microsoft.com/fwlink/?linkid=870924 Comment: Figures are negative because they are an increase to raw water exports and so a reduction in WAFU.
Note on Y142: [Threaded comment] Your version of Excel allows you to read this threaded comment; however, any edits to it will get removed if the file is opened in a newer version of Excel. Learn more: https://go.microsoft.com/fwlink/?linkid=870924 Comment: Figures are negative because they are an increase to raw water exports and so a reduction in WAFU.
Note on Z142: [Threaded comment] Your version of Excel allows you to read this threaded comment; however, any edits to it will get removed if the file is opened in a newer version of Excel. Learn more: https://go.microsoft.com/fwlink/?linkid=870924 Comment: Figures are negative because they are an increase to raw water exports and so a reduction in WAFU.
Note on T143: [Threaded comment] Your version of Excel allows you to read this threaded comment; however, any edits to it will get removed if the file is opened in a newer version of Excel. Learn more: https://go.microsoft.com/fwlink/?linkid=870924 Comment: Figures are negative because they are an increase to raw water exports and so a reduction in WAFU.
Note on U143: [Threaded comment] Your version of Excel allows you to read this threaded comment; however, any edits to it will get removed if the file is opened in a newer version of Excel. Learn more: https://go.microsoft.com/fwlink/?linkid=870924 Comment: Figures are negative because they are an increase to raw water exports and so a reduction in WAFU.
Note on V143: [Threaded comment] Your version of Excel allows you to read this threaded comment; however, any edits to it will get removed if the file is opened in a newer version of Excel. Learn more: https://go.microsoft.com/fwlink/?linkid=870924 Comment: Figures are negative because they are an increase to raw water exports and so a reduction in WAFU.
Note on W143: [Threaded comment] Your version of Excel allows you to read this threaded comment; however, any edits to it will get removed if the file is opened in a newer version of Excel. Learn more: https://go.microsoft.com/fwlink/?linkid=870924 Comment: Figures are negative because they are an increase to raw water exports and so a reduction in WAFU.
Note on X143: [Threaded comment] Your version of Excel allows you to read this threaded comment; however, any edits to it will get removed if the file is opened in a newer version of Excel. Learn more: https://go.microsoft.com/fwlink/?linkid=870924 Comment: Figures are negative because they are an increase to raw water exports and so a reduction in WAFU.
Note on Y143: [Threaded comment] Your version of Excel allows you to read this threaded comment; however, any edits to it will get removed if the file is opened in a newer version of Excel. Learn more: https://go.microsoft.com/fwlink/?linkid=870924 Comment: Figures are negative because they are an increase to raw water exports and so a reduction in WAFU.
Note on Z143: [Threaded comment] Your version of Excel allows you to read this threaded comment; however, any edits to it will get removed if the file is opened in a newer version of Excel. Learn more: https://go.microsoft.com/fwlink/?linkid=870924 Comment: Figures are negative because they are an increase to raw water exports and so a reduction in WAFU.
Note on T144: [Threaded comment] Your version of Excel allows you to read this threaded comment; however, any edits to it will get removed if the file is opened in a newer version of Excel. Learn more: https://go.microsoft.com/fwlink/?linkid=870924 Comment: Figures are negative because they are an increase to raw water exports and so a reduction in WAFU.
Note on U144: [Threaded comment] Your version of Excel allows you to read this threaded comment; however, any edits to it will get removed if the file is opened in a newer version of Excel. Learn more: https://go.microsoft.com/fwlink/?linkid=870924 Comment: Figures are negative because they are an increase to raw water exports and so a reduction in WAFU.
Note on V144: [Threaded comment] Your version of Excel allows you to read this threaded comment; however, any edits to it will get removed if the file is opened in a newer version of Excel. Learn more: https://go.microsoft.com/fwlink/?linkid=870924 Comment: Figures are negative because they are an increase to raw water exports and so a reduction in WAFU.
Note on W144: [Threaded comment] Your version of Excel allows you to read this threaded comment; however, any edits to it will get removed if the file is opened in a newer version of Excel. Learn more: https://go.microsoft.com/fwlink/?linkid=870924 Comment: Figures are negative because they are an increase to raw water exports and so a reduction in WAFU.
Note on X144: [Threaded comment] Your version of Excel allows you to read this threaded comment; however, any edits to it will get removed if the file is opened in a newer version of Excel. Learn more: https://go.microsoft.com/fwlink/?linkid=870924 Comment: Figures are negative because they are an increase to raw water exports and so a reduction in WAFU.
Note on Y144: [Threaded comment] Your version of Excel allows you to read this threaded comment; however, any edits to it will get removed if the file is opened in a newer version of Excel. Learn more: https://go.microsoft.com/fwlink/?linkid=870924 Comment: Figures are negative because they are an increase to raw water exports and so a reduction in WAFU.
Note on Z144: [Threaded comment] Your version of Excel allows you to read this threaded comment; however, any edits to it will get removed if the file is opened in a newer version of Excel. Learn more: https://go.microsoft.com/fwlink/?linkid=870924 Comment: Figures are negative because they are an increase to raw water exports and so a reduction in WAFU.

## 5a-5c. Cost Profiles
Cost Profile WRMP24 Table
| Water Company | Essex & Suffolk Water | Version | 12 |  | Back to title page
Table 5a: WC Level - Option Level Cost Profile Table
| Table Instruction | Option ID | Option Name | Cost Metric (£m) | Cost Sub-metric (£m) | Asset Life: Estimated average number of years an asset is considered useable before its value is fully depreciated. | Total/Fixed/Variable | 2019-20 | 2020-21 | 2021-22 | 2022-23 | 2023-24 | 2024-25 | 2025-26 | 2026-27 | 2027-28 | 2028-29 | 2029-30 | 2030-31 | 2031-32 | 2032-33 | 2033-34 | 2034-35 | 2035-36 | 2036-37 | 2037-38 | 2038-39 | 2039-40 | 2040-41 | 2041-42 | 2042-43 | 2043-44 | 2044-45 | 2045-46 | 2046-47 | 2047-48 | 2048-49 | 2049-50 | 2050-51 | 2051-52 | 2052-53 | 2053-54 | 2054-55 | 2055-56 | 2056-57 | 2057-58 | 2058-59 | 2059-60 | 2060-61 | 2061-62 | 2062-63 | 2063-64 | 2064-65 | 2065-66 | 2066-67 | 2067-68 | 2068-69 | 2069-70 | 2070-71 | 2071-72 | 2072-73 | 2073-74 | 2074-75 | 2075-76 | 2076-77 | 2077-78 | 2078-79 | 2079-80 | 2080-81 | 2081-82 | 2082-83 | 2083-84 | 2084-85 | 2085-86 | 2086-87 | 2087-88 | 2088-89 | 2089-90 | 2090-91 | 2091-92 | 2092-93 | 2093-94 | 2094-95 | 2095-96 | 2096-97 | 2097-98 | 2098-99 | 2099-100 | 2100-01 | 2101-02 | 2102-03 | 2103-04 | 2104-05
| Complete for all options (Feasible and preferred) |  |  | Capex |  |  | Total
|  |  |  | Opex |  |  | Total
|  |  |  | Financing Cost |  |  | Total
|  |  |  | Discount Rate |  |  | Total
|  |  |  | Discount Factor |  |  | Total
|  |  |  | Capex | Costed Risk |  | Fixed
|  |  |  | Capex | Optimism Bias |  | Fixed
|  |  |  | Net Present Cost (NPC) |  |  | Total
|  |  |  | Total NPC |  |  | Total | bar: 2019-20 to 2023-24
Table 5b: WC Level - Option Level Unit Cost Profile Table
| Table Instruction | Option ID | Option Name | Cost Metric (£m) | Cost Sub-metric (£m) | Asset Life: Estimated average number of years an asset is considered useable before its value is fully depreciated. |  | 2019-20 | 2020-21 | 2021-22 | 2022-23 | 2023-24 | 2024-25 | 2025-26 | 2026-27 | 2027-28 | 2028-29 | 2029-30 | 2030-31 | 2031-32 | 2032-33 | 2033-34 | 2034-35 | 2035-36 | 2036-37 | 2037-38 | 2038-39 | 2039-40 | 2040-41 | 2041-42 | 2042-43 | 2043-44 | 2044-45 | 2045-46 | 2046-47 | 2047-48 | 2048-49 | 2049-50 | 2050-51 | 2051-52 | 2052-53 | 2053-54 | 2054-55 | 2055-56 | 2056-57 | 2057-58 | 2058-59 | 2059-60 | 2060-61 | 2061-62 | 2062-63 | 2063-64 | 2064-65 | 2065-66 | 2066-67 | 2067-68 | 2068-69 | 2069-70 | 2070-71 | 2071-72 | 2072-73 | 2073-74 | 2074-75 | 2075-76 | 2076-77 | 2077-78 | 2078-79 | 2079-80 | 2080-81 | 2081-82 | 2082-83 | 2083-84 | 2084-85 | 2085-86 | 2086-87 | 2087-88 | 2088-89 | 2089-90 | 2090-91 | 2091-92 | 2092-93 | 2093-94 | 2094-95 | 2095-96 | 2096-97 | 2097-98 | 2098-99 | 2099-100 | 2100-01 | 2101-02 | 2102-03 | 2103-04 | 2104-05
| Complete for all options >£100m (Feasible and preferred) | ESWRES002C | North Suffolk Winter Storage Reservoir 7500 | Opex | Cost |  | Fixed
|  | ESWRES002C | North Suffolk Winter Storage Reservoir 7500 | Opex | Cost |  | Variable | 2040-41: 0.92; 2041-42: 0.92; 2042-43: 0.92; 2043-44: 0.92; 2044-45: 0.92; 2045-46: 0.92; 2046-47: 0.92; 2047-48: 0.92; 2048-49: 0.92; 2049-50: 0.92
|  | ESWRES002C | North Suffolk Winter Storage Reservoir 7500 | Capex | Land (Non depreciating) |  | Fixed | 2023-24: 0.10679; 2024-25: 0.21358; 2025-26: 0.8132; 2033-34: 0.8132; 2034-35: 0.8132; 2035-36: 0.8132; 2036-37: 0.8132; 2037-38: 0.8132; 2038-39: 0.8132; 2039-40: 0.8132
|  | ESWRES002C | North Suffolk Winter Storage Reservoir 7500 | Capex | Planning and Development (Non depreciating) |  | Fixed
|  | ESWRES002C | North Suffolk Winter Storage Reservoir 7500 | Capex | Other Non-Depreciating Assets (Non depreciating) |  | Fixed
|  | ESWRES002C | North Suffolk Winter Storage Reservoir 7500 | Capex | Process-Related Carbon Media Including GAC |  | Fixed
|  | ESWRES002C | North Suffolk Winter Storage Reservoir 7500 | Capex | Vehicles |  | Fixed
|  | ESWRES002C | North Suffolk Winter Storage Reservoir 7500 | Capex | Computers and Data Logging |  | Fixed
|  | ESWRES002C | North Suffolk Winter Storage Reservoir 7500 | Capex | Fencing |  | Fixed
|  | ESWRES002C | North Suffolk Winter Storage Reservoir 7500 | Capex | Domestic Meters |  | Fixed
|  | ESWRES002C | North Suffolk Winter Storage Reservoir 7500 | Capex | Building Services |  | Fixed
|  | ESWRES002C | North Suffolk Winter Storage Reservoir 7500 | Capex | Membranes |  | Fixed
|  | ESWRES002C | North Suffolk Winter Storage Reservoir 7500 | Capex | ICA (Instrumentation, Control & Automation) |  | Fixed
|  | ESWRES002C | North Suffolk Winter Storage Reservoir 7500 | Capex | Plant and Machinery |  | Fixed
|  | ESWRES002C | North Suffolk Winter Storage Reservoir 7500 | Capex | M&E (Mechanical and Electrical) Works on Pumping Stations and Treatment Works |  | Fixed
|  | ESWRES002C | North Suffolk Winter Storage Reservoir 7500 | Capex | Raw Water and District Meters |  | Fixed
|  | ESWRES002C | North Suffolk Winter Storage Reservoir 7500 | Capex | Power Supply |  | Fixed
|  | ESWRES002C | North Suffolk Winter Storage Reservoir 7500 | Capex | Steel/Timber/GRP Structures |  | Fixed
|  | ESWRES002C | North Suffolk Winter Storage Reservoir 7500 | Capex | Landscaping/Environmental Works |  | Fixed
|  | ESWRES002C | North Suffolk Winter Storage Reservoir 7500 | Capex | Borehole Screening and Casing |  | Fixed
|  | ESWRES002C | North Suffolk Winter Storage Reservoir 7500 | Capex | Bridges |  | Fixed
|  | ESWRES002C | North Suffolk Winter Storage Reservoir 7500 | Capex | Brick/Concrete Office Structures |  | Fixed
|  | ESWRES002C | North Suffolk Winter Storage Reservoir 7500 | Capex | Treatment and Pumping Station Civils (incl. Intakes) |  | Fixed
|  | ESWRES002C | North Suffolk Winter Storage Reservoir 7500 | Capex | Roads and Car Parks |  | Fixed
|  | ESWRES002C | North Suffolk Winter Storage Reservoir 7500 | Capex | Water Towers |  | Fixed
|  | ESWRES002C | North Suffolk Winter Storage Reservoir 7500 | Capex | Borehole Installation |  | Fixed
|  | ESWRES002C | North Suffolk Winter Storage Reservoir 7500 | Capex | Headworks/Valves |  | Fixed
|  | ESWRES002C | North Suffolk Winter Storage Reservoir 7500 | Capex | Underwater Assets |  | Fixed
|  | ESWRES002C | North Suffolk Winter Storage Reservoir 7500 | Capex | Reinforced Concrete Tanks / Service Reservoirs |  | Fixed
|  | ESWRES002C | North Suffolk Winter Storage Reservoir 7500 | Capex | Weirs |  | Fixed
|  | ESWRES002C | North Suffolk Winter Storage Reservoir 7500 | Capex | Pipelines |  | Fixed
|  | ESWRES002C | North Suffolk Winter Storage Reservoir 7500 | Capex | Tunnels |  | Fixed
|  | ESWRES002C | North Suffolk Winter Storage Reservoir 7500 | Capex | Aqueducts |  | Fixed
|  | ESWRES002C | North Suffolk Winter Storage Reservoir 7500 | Capex | Embankment Works |  | Fixed
|  | ESWRES002C | North Suffolk Winter Storage Reservoir 7500 | Capex | Treatment Works Upgrade | 29 | Fixed | 2035-36: 3.2323; 2036-37: 3.2323; 2037-38: 3.2323; 2038-39: 9.697; 2039-40: 9.697
|  | ESWRES002C | North Suffolk Winter Storage Reservoir 7500 | Capex | Reservoir Construction | 29 | Fixed | 2023-24: 2.8336; 2024-25: 5.6672; 2025-26: 21.5773; 2033-34: 21.5773; 2034-35: 21.5773; 2035-36: 21.5773; 2036-37: 21.5773; 2037-38: 21.5773; 2038-39: 21.5773; 2039-40: 21.5773
|  | ESWRES002C | North Suffolk Winter Storage Reservoir 7500 | Capex | Offsite Main | 29 | Fixed | 2023-24: 0.076285; 2024-25: 0.15257; 2025-26: 0.58089; 2033-34: 0.58089; 2034-35: 0.58089; 2035-36: 0.58089; 2036-37: 0.58089; 2037-38: 0.58089; 2038-39: 0.58089; 2039-40: 0.58089
| Water Company | Essex & Suffolk Water | Version
Table 5c: Financing Cost - Worked Example
Inputs
| [A] | Discount Rate | 3.5%
| [B] | WACC | 2.92%
| [C] | Asset Life | 5
| [D] | Year 1 capex | 1000
| [E] | Depreciation Factor | 0.2
|  |  |  | 1 | 2 | 3 | 4 | 2019-20: 5
|  |  |  | Year 1 | Year 2 | Year 3 | Year 4 | 2019-20: Year 5; 2021-22: Calculation
| [F] | Discount Factor |  | 0.96618 | 0.93351 | 0.90194 | 0.87144 | 2019-20: 0.84197; 2021-22: 1 / [(1 + [A]) ^ t ]
Worked Example | bar: 2019-20
|  |  | Unit | Year 1 | Year 2 | Year 3 | Year 4 | 2019-20: Year 5
| [G] | RCV at start of year | £000s | 1000 | 800 | 600 | 400 | 2019-20: 200; 2021-22: =[I]t-1 for t > 1
| [H] | Depreciation | £000s | 200 | 200 | 200 | 200 | 2019-20: 200; 2021-22: [G] x [E]
| [I] | RCV at end of year | £000s | 800 | 600 | 400 | 200 | 2019-20: 0; 2021-22: [G]-[H]
| [J] | Mid-year RCV | £000s | 900 | 700 | 500 | 300 | 2019-20: 100; 2021-22: AVERAGE [G],[I]
| [K] | Financing Cost | £000s | 226.28 | 220.44 | 214.6 | 208.76 | 2019-20: 202.92; 2021-22: ( [J] x [B]) + [H]
| [L] | Discounted Financing Cost | £000s | 218.628 | 205.7831 | 193.5569 | 181.9223 | 2019-20: 170.8532; 2021-22: [K] x [F]
| [M] | NPV Financing Cost | £000s | 970.7435 |  |  |  | 2021-22: ∑ [L]
To calculate financing costs as a stream of annual costs over the life of the option, follow an approach based on the Regulated Capital Value and Net Book Value (NBV) of capital assets. In this approach, the full NBV of an asset is added to the RCV at the start of the first year of the period, and is reduced incrementally by a constant amount in each subsequent year to zero as its value depreciates, giving an annual "net capital value". If the asset is renewed at the end of its useful life, the full NBV is incurred again and the depreciation cycle renews. Annual financing costs are calculated by applying the WACC to the annual net capital value amount (the RCV adjusted for depreciation), and adding back depreciation. These annual financing costs are then discounted using the standard declining long-term discount rate (STPR) reported in the HM Treasury Green Book. The worked example shows the calculation for an asset with an NBV of £1,000 and an asset life of five years, depreciating at a constant rate of £200,000 per year. In Year 1, the average net capital value is £900,000 after adjusting for depreciation. The financing cost is calculated by applying the WACC (2.92% in this example) to the £900,000 and then adding back depreciation, resulting in a total of £226,000. That financing cost is then discounted using the discount rate (in this case, 3.5% for all five years - the rate will change for longer time horizons as per Green Book guidance), and the sum of the stream of discounted costs results in a total NPV of financing costs of £971,000. Note that the NPV will be lower when the discount rate is greater than the WACC.

## 6. Drought Plan Links
ESWBLY | ESWESX | ESWHRT | ESWNCT
Water Company | Essex & Suffolk Water | Version
WRZ | ESWBLY | 12
Table 6: WRZ Level - Drought Plan Links | Back to top of sheet | [6 empty] | Deployable Output Benefit (Ml/d) under Drought Severity of ~ 1 in 500 (0.2% chance in any given year) | [6 empty] | Deployable Output Benefit (Ml/d) under Drought Severity of 1 in 200 (0.5% chance in any given year) | [6 empty] | Deployable Output Benefit (Ml/d) under Worst Historic Drought Scenario (define year and return period) | [6 empty] | Deployable Output Benefit (Ml/d) under Additional drought scenario - optional [please define]
Row Ref | Drought Measure | Description | Type | Drought Plan Reference(s) | Included in FP scenario? Y or N | Unit | Decimal places | Base year | 2024-25 | 2029-30 | 2034-35 | 2039-40 | 2044-45 | 2049-50 | Base Year | 2024-25 | 2029-30 | 2034-35 | 2039-40 | 2044-45 | 2049-50 | Base Year | 2024-25 | 2029-30 | 2034-35 | 2039-40 | 2044-45 | 2049-50 | Baseline | 2024-25 | 2029-30 | 2034-35 | 2039-40 | 2044-45 | 2049-50
1FPD | Appeals for restraint | [5]% savings when an appeal for restraint is implemented | Demand Side | page x, para y | Y | Ml/d | 2 | 0.29 | 0.27 | 0.25 | 0.21382 | 0.20937 | 0.20649 | 0.20718 | 0.29 | 0.27 | 0.25 | 0.21382 | 0.20937 | 0.20649 | 0.20718
2FPD | Licensed drought only sources | List the names of all drought sources / sites | Supply Side | page x, para y | N | Ml/d | 2
3FPD | Other level 1 drought measures | Please detail other level 1 drought measures |  | page x, para y | N |  | 2
4FPD | Temporary Use Bans | [5]% demand savings when a Temporary Use Ban is implemented | Demand Side | page x, para y | Y | Ml/d | 2 | 0.27 | 0.26 | 0.23 | 0.20313 | 0.1989 | 0.19617 | 0.19682 | 0.27 | 0.26 | 0.23 | 0.20313 | 0.1989 | 0.19617 | 0.19682
5FPD | Level 2 Drought Permits/Orders | List the names of all drought sources / sites brought online when the level 2 control curve is crossed | Supply Side | page x, para y | N | Ml/d | 2
6FPD | Other level 2 drought measures | Please detail other level 2 drought measures |  | page x, para y | N |  | 2
7FPD | Non Essential Use Bans | [X]% demand savings when a Non-Essential Use Ban is implemented | Demand Side | page x, para y | N | Ml/d | 2
8FPD | Level 3 Drought Permits/Orders | List the names of all drought sources / sites brought online when the level 3 control curve is crossed | Supply Side | page x, para y | N | Ml/d | 2
9FPD | Other level 3 drought measures | Please detail other level 3 drought measures |  | page x, para y | N |  | 2
10FPD | TOTAL BENEFIT | Combined benefit from above drought measures for the drought scenario |  |  |  | Ml/d | 2 | 0.56 | 0.53 | 0.48 | 0.41696 | 0.40827 | 0.40266 | 0.40399 | 0.56 | 0.53 | 0.48 | 0.41696 | 0.40827 | 0.40266 | 0.40399 | 0 | 0 | 0 | 0 | 0 | 0 | 0 | 0 | 0 | 0 | 0 | 0 | 0 | 0
Row Ref | Component | Derivation |  |  |  | Unit | Decimal places | Base Year | 2024-25 | 2029-30 | 2034-35 | 2039-40 | 2044-45 | 2049-50 | Base Year | 2024-25 | 2029-30 | 2034-35 | 2039-40 | 2044-45 | 2049-50 | Base Year | 2024-25 | 2029-30 | 2034-35 | 2039-40 | 2044-45 | 2049-50 | Base Year | 2024-25 | 2029-30 | 2034-35 | 2039-40 | 2044-45 | 2049-50
11.1FPD | Distribution Input Adjustment | Drought Demand Enhancement - for specific drought event (where applicable) |  |  |  | Ml/d | 2 |  | 0 | 0 | 0 | 0 | 0 | 0 |  | 0 | 0 | 0 | 0 | 0 | 0 |  | 0 | 0 | 0 | 0 | 0 | 0 |  | 0 | 0 | 0 | 0 | 0 | 0
11FPD | Distribution Input | 45FP + 11.1FPD |  |  |  | Ml/d | 2 |  | 10.2895 | 10.0488 | 11.8024 | 11.6151 | 11.5196 | 11.4921 |  | 0 | 0 | 0 | 0 | 0 | 0 |  | 0 | 0 | 0 | 0 | 0 | 0 |  | 0 | 0 | 0 | 0 | 0 | 0
12FPD | Water Available For Use (own sources) | 10FP - 7.5FP + 10FPD |  |  |  | Ml/d | 2 |  | 12.07 | 9.87 | 8.097 | 8.0883 | 7.2427 | 6.414 |  | 0 | 0 | 0 | 0 | 0 | 0 |  | 0 | 0 | 0 | 0 | 0 | 0 |  | 0 | 0 | 0 | 0 | 0 | 0
13.1FPD | Import (+ve) and Export (-ve) Drought Adjustment | Drought Import/Export Adjustment for specific drought event (where applicable) |  |  |  | Ml/d | 2 |  | 0 | 0 | 0 | 0 | 0 | 0 |  | 0 | 0 | 0 | 0 | 0 | 0 |  | 0 | 0 | 0 | 0 | 0 | 0 |  | 0 | 0 | 0 | 0 | 0 | 0
13FPD | Total Water Available For Use | 12FPD + sum(2FP:5FP) + 13.1FPD |  |  |  | Ml/d | 2 |  | 12.96 | 10.2902 | 12.0369 | 11.8267 | 11.7108 | 11.6654 |  | 0 | 0 | 0 | 0 | 0 | 0 |  | 0 | 0 | 0 | 0 | 0 | 0 |  | 0 | 0 | 0 | 0 | 0 | 0
16FPD | Target Headroom | 48FP |  |  |  | Ml/d | 2 |  | 0.27134 | 0.24065 | 0.23451 | 0.21157 | 0.19125 | 0.17334 |  | 0 | 0 | 0 | 0 | 0 | 0 |  | 0 | 0 | 0 | 0 | 0 | 0 |  | 0 | 0 | 0 | 0 | 0 | 0
16.1FPD | Target Headroom Adjustment | Target headroom adjustment for specific drought event (where applicable) |  |  |  | Ml/d | 2 | [8 empty] | 0 | 0 | 0 | 0 | 0 | 0 |  | 0 | 0 | 0 | 0 | 0 | 0 |  | 0 | 0 | 0 | 0 | 0 | 0
17FPD | Available Headroom | 13FPD - 11FPD |  |  |  | Ml/d | 2 |  | 2.6705 | 0.24147 | 0.23451 | 0.21157 | 0.19125 | 0.17334 |  | 0 | 0 | 0 | 0 | 0 | 0 |  | 0 | 0 | 0 | 0 | 0 | 0 |  | 0 | 0 | 0 | 0 | 0 | 0
18FPD | Supply Demand Balance | 17FPD - (16FPD + 16.1FPD) |  |  |  | Ml/d | 2 |  | 2.3991 | 0.00082053 | 0 | 4.996e-16 | 1.1935e-15 | 1.1657e-15 |  | 0 | 0 | 0 | 0 | 0 | 0 |  | 0 | 0 | 0 | 0 | 0 | 0 |  | 0 | 0 | 0 | 0 | 0 | 0
Water Company | Essex & Suffolk Water | Version
WRZ | ESWESX | 12
Table 6: WRZ Level - Drought Plan Links | Back to top of sheet | [6 empty] | Deployable Output Benefit (Ml/d) under Drought Severity of ~ 1 in 500 (0.2% chance in any given year) | [6 empty] | Deployable Output Benefit (Ml/d) under Drought Severity of 1 in 200 (0.5% chance in any given year) | [6 empty] | Deployable Output Benefit (Ml/d) under Worst Historic Drought Scenario (define year and return period) | [6 empty] | Deployable Output Benefit (Ml/d) under Additional drought scenario - optional [please define]
Row Ref | Drought Measure | Description | Type | Drought Plan Reference(s) | Included in FP scenario? Y or N | Unit | Decimal places | Base year | 2024-25 | 2029-30 | 2034-35 | 2039-40 | 2044-45 | 2049-50 | Base Year | 2024-25 | 2029-30 | 2034-35 | 2039-40 | 2044-45 | 2049-50 | Base Year | 2024-25 | 2029-30 | 2034-35 | 2039-40 | 2044-45 | 2049-50 | Baseline | 2024-25 | 2029-30 | 2034-35 | 2039-40 | 2044-45 | 2049-50
1FPD | Appeals for restraint | [7]% savings when an appeal for restraint is implemented | Demand Side | page x, para y | Y | Ml/d | 2 | 8 | 8 | 8 | 8 | 8 | 8 | 8 | 8 | 8 | 8 | 8 | 8 | 8 | 8
2FPD | Licensed drought only sources | List the names of all drought sources / sites | Supply Side | page x, para y | N | Ml/d | 2
3FPD | Other level 1 drought measures | Please detail other level 1 drought measures |  | page x, para y | N |  | 2
4FPD | Temporary Use Bans | [5]% demand savings when a Temporary Use Ban is implemented | Demand Side | page x, para y | Y | Ml/d | 2 | 5.76 | 5.76 | 5.76 | 5.76 | 5.76 | 5.76 | 5.76 | 5.76 | 5.76 | 5.76 | 5.76 | 5.76 | 5.76 | 5.76
5FPD | Level 2 Drought Permits/Orders | List the names of all drought sources / sites brought online when the level 2 control curve is crossed | Supply Side | page x, para y | N | Ml/d | 2
6FPD | Other level 2 drought measures | Please detail other level 2 drought measures |  | page x, para y | N |  | 2
7FPD | Non Essential Use Bans | [2]% demand savings when a Non-Essential Use Ban is implemented | Demand Side | page x, para y | N | Ml/d | 2 | 2.24 | 2.24 | 2.24 | 2.24 | 2.24 | 2.24 | 2.24 | 2.24 | 2.24 | 2.24 | 2.24 | 2.24 | 2.24 | 2.24
8FPD | Level 3 Drought Permits/Orders | List the names of all drought sources / sites brought online when the level 3 control curve is crossed | Supply Side | page x, para y | N | Ml/d | 2
9FPD | Other level 3 drought measures | Please detail other level 3 drought measures |  | page x, para y | N |  | 2
10FPD | TOTAL BENEFIT | Combined benefit from above drought measures for the drought scenario |  |  |  | Ml/d | 2 | 16 | 16 | 16 | 16 | 16 | 16 | 16 | 16 | 16 | 16 | 16 | 16 | 16 | 16 | 0 | 0 | 0 | 0 | 0 | 0 | 0 | 0 | 0 | 0 | 0 | 0 | 0 | 0
Row Ref | Component | Derivation |  |  |  | Unit | Decimal places | Base Year | 2024-25 | 2029-30 | 2034-35 | 2039-40 | 2044-45 | 2049-50 | Base Year | 2024-25 | 2029-30 | 2034-35 | 2039-40 | 2044-45 | 2049-50 | Base Year | 2024-25 | 2029-30 | 2034-35 | 2039-40 | 2044-45 | 2049-50 | Base Year | 2024-25 | 2029-30 | 2034-35 | 2039-40 | 2044-45 | 2049-50
11.1FPD | Distribution Input Adjustment | Drought Demand Enhancement - for specific drought event (where applicable) |  |  |  | Ml/d | 2 |  | 0 | 0 | 0 | 0 | 0 | 0 |  | 0 | 0 | 0 | 0 | 0 | 0 |  | 0 | 0 | 0 | 0 | 0 | 0 |  | 0 | 0 | 0 | 0 | 0 | 0
11FPD | Distribution Input | 45FP + 11.1FPD |  |  |  | Ml/d | 2 |  | 398.7027 | 390.1789 | 370.5425 | 356.1325 | 345.5683 | 343.1276 |  | 0 | 0 | 0 | 0 | 0 | 0 |  | 0 | 0 | 0 | 0 | 0 | 0 |  | 0 | 0 | 0 | 0 | 0 | 0
12FPD | Water Available For Use (own sources) | 10FP - 7.5FP + 10FPD |  |  |  | Ml/d | 2 |  | 438.3316 | 449.001 | 434.5624 | 431.5822 | 426.5456 | 423.4568 |  | 0 | 0 | 0 | 0 | 0 | 0 |  | 0 | 0 | 0 | 0 | 0 | 0 |  | 0 | 0 | 0 | 0 | 0 | 0
13.1FPD | Import (+ve) and Export (-ve) Drought Adjustment | Drought Import/Export Adjustment for specific drought event (where applicable) |  |  |  | Ml/d | 2 |  | 0 | 0 | 0 | 0 | 0 | 0 |  | 0 | 0 | 0 | 0 | 0 | 0 |  | 0 | 0 | 0 | 0 | 0 | 0 |  | 0 | 0 | 0 | 0 | 0 | 0
13FPD | Total Water Available For Use | 12FPD + sum(2FP:5FP) + 13.1FPD |  |  |  | Ml/d | 2 |  | 410.9922 | 415.0134 | 404.2553 | 421.2774 | 416.2431 | 413.1567 |  | 0 | 0 | 0 | 0 | 0 | 0 |  | 0 | 0 | 0 | 0 | 0 | 0 |  | 0 | 0 | 0 | 0 | 0 | 0
16FPD | Target Headroom | 48FP |  |  |  | Ml/d | 2 |  | 7.4672 | 7.8407 | 5.4105 | 4.4146 | 4.4738 | 4.6504 |  | 0 | 0 | 0 | 0 | 0 | 0 |  | 0 | 0 | 0 | 0 | 0 | 0 |  | 0 | 0 | 0 | 0 | 0 | 0
16.1FPD | Target Headroom Adjustment | Target headroom adjustment for specific drought event (where applicable) |  |  |  | Ml/d | 2 | [8 empty] | 0 | 0 | 0 | 0 | 0 | 0 |  | 0 | 0 | 0 | 0 | 0 | 0 |  | 0 | 0 | 0 | 0 | 0 | 0
17FPD | Available Headroom | 13FPD - 11FPD |  |  |  | Ml/d | 2 |  | 12.2895 | 24.8345 | 33.7128 | 65.1449 | 70.6748 | 70.0291 |  | 0 | 0 | 0 | 0 | 0 | 0 |  | 0 | 0 | 0 | 0 | 0 | 0 |  | 0 | 0 | 0 | 0 | 0 | 0
18FPD | Supply Demand Balance | 17FPD - (16FPD + 16.1FPD) |  |  |  | Ml/d | 2 |  | 4.8223 | 16.9939 | 28.3022 | 60.7303 | 66.201 | 65.3787 |  | 0 | 0 | 0 | 0 | 0 | 0 |  | 0 | 0 | 0 | 0 | 0 | 0 |  | 0 | 0 | 0 | 0 | 0 | 0
Water Company | Essex & Suffolk Water | Version
WRZ | ESWHRT | 12
Table 6: WRZ Level - Drought Plan Links | Back to top of sheet | [6 empty] | Deployable Output Benefit (Ml/d) under Drought Severity of ~ 1 in 500 (0.2% chance in any given year) | [6 empty] | Deployable Output Benefit (Ml/d) under Drought Severity of 1 in 200 (0.5% chance in any given year) | [6 empty] | Deployable Output Benefit (Ml/d) under Worst Historic Drought Scenario (define year and return period) | [6 empty] | Deployable Output Benefit (Ml/d) under Additional drought scenario - optional [please define]
Row Ref | Drought Measure | Description | Type | Drought Plan Reference(s) | Included in FP scenario? Y or N | Unit | Decimal places | Base year | 2024-25 | 2029-30 | 2034-35 | 2039-40 | 2044-45 | 2049-50 | Base Year | 2024-25 | 2029-30 | 2034-35 | 2039-40 | 2044-45 | 2049-50 | Base Year | 2024-25 | 2029-30 | 2034-35 | 2039-40 | 2044-45 | 2049-50 | Baseline | 2024-25 | 2029-30 | 2034-35 | 2039-40 | 2044-45 | 2049-50
1FPD | Appeals for restraint | [5]% savings when an appeal for restraint is implemented | Demand Side | page x, para y | Y | Ml/d | 2 | 0.2222 | 0.21076 | 0.18932 | 0.18378 | 0.17709 | 0.1727 | 0.1757 | 0.2222 | 0.21076 | 0.18932 | 0.18378 | 0.17709 | 0.1727 | 0.1757
2FPD | Licensed drought only sources | List the names of all drought sources / sites | Supply Side | page x, para y | N | Ml/d | 2
3FPD | Other level 1 drought measures | Please detail other level 1 drought measures |  | page x, para y | N |  | 2
4FPD | Temporary Use Bans | [5]% demand savings when a Temporary Use Ban is implemented | Demand Side | page x, para y | Y | Ml/d | 2 | 0.21109 | 0.20022 | 0.17985 | 0.17459 | 0.16824 | 0.16407 | 0.16691 | 0.21109 | 0.20022 | 0.17985 | 0.17459 | 0.16824 | 0.16407 | 0.16691
5FPD | Level 2 Drought Permits/Orders | List the names of all drought sources / sites brought online when the level 2 control curve is crossed | Supply Side | page x, para y | N | Ml/d | 2
6FPD | Other level 2 drought measures | Please detail other level 2 drought measures |  | page x, para y | N |  | 2
7FPD | Non Essential Use Bans | [X]% demand savings when a Non-Essential Use Ban is implemented | Demand Side | page x, para y | N | Ml/d | 2
8FPD | Level 3 Drought Permits/Orders | List the names of all drought sources / sites brought online when the level 3 control curve is crossed | Supply Side | page x, para y | N | Ml/d | 2
9FPD | Other level 3 drought measures | Please detail other level 3 drought measures |  | page x, para y | N |  | 2
10FPD | TOTAL BENEFIT | Combined benefit from above drought measures for the drought scenario |  |  |  | Ml/d | 2 | 0.43328 | 0.41098 | 0.36916 | 0.35837 | 0.34533 | 0.33677 | 0.34261 | 0.43328 | 0.41098 | 0.36916 | 0.35837 | 0.34533 | 0.33677 | 0.34261 | 0 | 0 | 0 | 0 | 0 | 0 | 0 | 0 | 0 | 0 | 0 | 0 | 0 | 0
Row Ref | Component | Derivation |  |  |  | Unit | Decimal places | Base Year | 2024-25 | 2029-30 | 2034-35 | 2039-40 | 2044-45 | 2049-50 | Base Year | 2024-25 | 2029-30 | 2034-35 | 2039-40 | 2044-45 | 2049-50 | Base Year | 2024-25 | 2029-30 | 2034-35 | 2039-40 | 2044-45 | 2049-50 | Base Year | 2024-25 | 2029-30 | 2034-35 | 2039-40 | 2044-45 | 2049-50
11.1FPD | Distribution Input Adjustment | Drought Demand Enhancement - for specific drought event (where applicable) |  |  |  | Ml/d | 2 |  | 0 | 0 | 0 | 0 | 0 | 0 |  | 0 | 0 | 0 | 0 | 0 | 0 |  | 0 | 0 | 0 | 0 | 0 | 0 |  | 0 | 0 | 0 | 0 | 0 | 0
11FPD | Distribution Input | 45FP + 11.1FPD |  |  |  | Ml/d | 2 |  | 9.2028 | 9.3642 | 13.0809 | 12.9129 | 12.8334 | 12.8977 |  | 0 | 0 | 0 | 0 | 0 | 0 |  | 0 | 0 | 0 | 0 | 0 | 0 |  | 0 | 0 | 0 | 0 | 0 | 0
12FPD | Water Available For Use (own sources) | 10FP - 7.5FP + 10FPD |  |  |  | Ml/d | 2 |  | 6.451 | 6.4092 | 6.4084 | 6.3953 | 6.1068 | 5.8326 |  | 0 | 0 | 0 | 0 | 0 | 0 |  | 0 | 0 | 0 | 0 | 0 | 0 |  | 0 | 0 | 0 | 0 | 0 | 0
13.1FPD | Import (+ve) and Export (-ve) Drought Adjustment | Drought Import/Export Adjustment for specific drought event (where applicable) |  |  |  | Ml/d | 2 |  | 0 | 0 | 0 | 0 | 0 | 0 |  | 0 | 0 | 0 | 0 | 0 | 0 |  | 0 | 0 | 0 | 0 | 0 | 0 |  | 0 | 0 | 0 | 0 | 0 | 0
13FPD | Total Water Available For Use | 12FPD + sum(2FP:5FP) + 13.1FPD |  |  |  | Ml/d | 2 |  | 8.431 | 10.3642 | 13.3909 | 13.2129 | 13.0834 | 13.1477 |  | 0 | 0 | 0 | 0 | 0 | 0 |  | 0 | 0 | 0 | 0 | 0 | 0 |  | 0 | 0 | 0 | 0 | 0 | 0
16FPD | Target Headroom | 48FP |  |  |  | Ml/d | 2 |  | 0.91 | 1 | 0.31 | 0.3 | 0.25 | 0.25 |  | 0 | 0 | 0 | 0 | 0 | 0 |  | 0 | 0 | 0 | 0 | 0 | 0 |  | 0 | 0 | 0 | 0 | 0 | 0
16.1FPD | Target Headroom Adjustment | Target headroom adjustment for specific drought event (where applicable) |  |  |  | Ml/d | 2 | [8 empty] | 0 | 0 | 0 | 0 | 0 | 0 |  | 0 | 0 | 0 | 0 | 0 | 0 |  | 0 | 0 | 0 | 0 | 0 | 0
17FPD | Available Headroom | 13FPD - 11FPD |  |  |  | Ml/d | 2 |  | -0.77178 | 1 | 0.31 | 0.3 | 0.25 | 0.25 |  | 0 | 0 | 0 | 0 | 0 | 0 |  | 0 | 0 | 0 | 0 | 0 | 0 |  | 0 | 0 | 0 | 0 | 0 | 0
18FPD | Supply Demand Balance | 17FPD - (16FPD + 16.1FPD) |  |  |  | Ml/d | 2 |  | -1.6818 | 0 | 4.996e-16 | 7.2164e-16 | 0 | 0 |  | 0 | 0 | 0 | 0 | 0 | 0 |  | 0 | 0 | 0 | 0 | 0 | 0 |  | 0 | 0 | 0 | 0 | 0 | 0
Water Company | Essex & Suffolk Water | Version
WRZ | ESWNCT | 12
Table 6: WRZ Level - Drought Plan Links | Back to top of sheet | [6 empty] | Deployable Output Benefit (Ml/d) under Drought Severity of ~ 1 in 500 (0.2% chance in any given year) | [6 empty] | Deployable Output Benefit (Ml/d) under Drought Severity of 1 in 200 (0.5% chance in any given year) | [6 empty] | Deployable Output Benefit (Ml/d) under Worst Historic Drought Scenario (define year and return period) | [6 empty] | Deployable Output Benefit (Ml/d) under Additional drought scenario - optional [please define]
Row Ref | Drought Measure | Description | Type | Drought Plan Reference(s) | Included in FP scenario? Y or N | Unit | Decimal places | Base year | 2024-25 | 2029-30 | 2034-35 | 2039-40 | 2044-45 | 2049-50 | Base Year | 2024-25 | 2029-30 | 2034-35 | 2039-40 | 2044-45 | 2049-50 | Base Year | 2024-25 | 2029-30 | 2034-35 | 2039-40 | 2044-45 | 2049-50 | Baseline | 2024-25 | 2029-30 | 2034-35 | 2039-40 | 2044-45 | 2049-50
1FPD | Appeals for restraint | [5]% savings when an appeal for restraint is implemented | Demand Side | page x, para y | Y | Ml/d | 2 | 1.7951 | 1.6981 | 1.3276 | 1.2541 | 1.2171 | 1.195 | 1.1913 | 1.7951 | 1.6981 | 1.3276 | 1.2541 | 1.2171 | 1.195 | 1.1913
2FPD | Licensed drought only sources | List the names of all drought sources / sites | Supply Side | page x, para y | N | Ml/d | 2
3FPD | Other level 1 drought measures | Please detail other level 1 drought measures |  | page x, para y | N |  | 2
4FPD | Temporary Use Bans | [5]% demand savings when a Temporary Use Ban is implemented | Demand Side | page x, para y | Y | Ml/d | 2 | 1.7054 | 1.6132 | 1.2613 | 1.1914 | 1.1563 | 1.1353 | 1.1318 | 1.7054 | 1.6132 | 1.2613 | 1.1914 | 1.1563 | 1.1353 | 1.1318
5FPD | Level 2 Drought Permits/Orders | List the names of all drought sources / sites brought online when the level 2 control curve is crossed | Supply Side | page x, para y | N | Ml/d | 2
6FPD | Other level 2 drought measures | Please detail other level 2 drought measures |  | page x, para y | N |  | 2
7FPD | Non Essential Use Bans | [X]% demand savings when a Non-Essential Use Ban is implemented | Demand Side | page x, para y | N | Ml/d | 2
8FPD | Level 3 Drought Permits/Orders | List the names of all drought sources / sites brought online when the level 3 control curve is crossed | Supply Side | page x, para y | N | Ml/d | 2
9FPD | Other level 3 drought measures | Please detail other level 3 drought measures |  | page x, para y | N |  | 2
10FPD | TOTAL BENEFIT | Combined benefit from above drought measures for the drought scenario |  |  |  | Ml/d | 2 | 3.5005 | 3.3113 | 2.5889 | 2.4456 | 2.3734 | 2.3303 | 2.3231 | 3.5005 | 3.3113 | 2.5889 | 2.4456 | 2.3734 | 2.3303 | 2.3231 | 0 | 0 | 0 | 0 | 0 | 0 | 0 | 0 | 0 | 0 | 0 | 0 | 0 | 0
Row Ref | Component | Derivation |  |  |  | Unit | Decimal places | Base Year | 2024-25 | 2029-30 | 2034-35 | 2039-40 | 2044-45 | 2049-50 | Base Year | 2024-25 | 2029-30 | 2034-35 | 2039-40 | 2044-45 | 2049-50 | Base Year | 2024-25 | 2029-30 | 2034-35 | 2039-40 | 2044-45 | 2049-50 | Base Year | 2024-25 | 2029-30 | 2034-35 | 2039-40 | 2044-45 | 2049-50
11.1FPD | Distribution Input Adjustment | Drought Demand Enhancement - for specific drought event (where applicable) |  |  |  | Ml/d | 2 |  | 0 | 0 | 0 | 0 | 0 | 0 |  | 0 | 0 | 0 | 0 | 0 | 0 |  | 0 | 0 | 0 | 0 | 0 | 0 |  | 0 | 0 | 0 | 0 | 0 | 0
11FPD | Distribution Input | 45FP + 11.1FPD |  |  |  | Ml/d | 2 |  | 48.3712 | 47.3815 | 45.6033 | 44.5907 | 44.2359 | 44.225 |  | 0 | 0 | 0 | 0 | 0 | 0 |  | 0 | 0 | 0 | 0 | 0 | 0 |  | 0 | 0 | 0 | 0 | 0 | 0
12FPD | Water Available For Use (own sources) | 10FP - 7.5FP + 10FPD |  |  |  | Ml/d | 2 |  | 62.1813 | 63.7189 | 69.9356 | 69.8634 | 74.4203 | 59.1031 |  | 0 | 0 | 0 | 0 | 0 | 0 |  | 0 | 0 | 0 | 0 | 0 | 0 |  | 0 | 0 | 0 | 0 | 0 | 0
13.1FPD | Import (+ve) and Export (-ve) Drought Adjustment | Drought Import/Export Adjustment for specific drought event (where applicable) |  |  |  | Ml/d | 2 |  | 0 | 0 | 0 | 0 | 0 | 0 |  | 0 | 0 | 0 | 0 | 0 | 0 |  | 0 | 0 | 0 | 0 | 0 | 0 |  | 0 | 0 | 0 | 0 | 0 | 0
13FPD | Total Water Available For Use | 12FPD + sum(2FP:5FP) + 13.1FPD |  |  |  | Ml/d | 2 |  | 59.7813 | 58.9336 | 58.6131 | 58.9074 | 62.9355 | 46.1365 |  | 0 | 0 | 0 | 0 | 0 | 0 |  | 0 | 0 | 0 | 0 | 0 | 0 |  | 0 | 0 | 0 | 0 | 0 | 0
16FPD | Target Headroom | 48FP |  |  |  | Ml/d | 2 |  | 2.0256 | 1.2918 | 0.9978 | 0.86387 | 0.76742 | 0.74043 |  | 0 | 0 | 0 | 0 | 0 | 0 |  | 0 | 0 | 0 | 0 | 0 | 0 |  | 0 | 0 | 0 | 0 | 0 | 0
16.1FPD | Target Headroom Adjustment | Target headroom adjustment for specific drought event (where applicable) |  |  |  | Ml/d | 2 | [8 empty] | 0 | 0 | 0 | 0 | 0 | 0 |  | 0 | 0 | 0 | 0 | 0 | 0 |  | 0 | 0 | 0 | 0 | 0 | 0
17FPD | Available Headroom | 13FPD - 11FPD |  |  |  | Ml/d | 2 |  | 11.4102 | 11.5521 | 13.0098 | 14.3167 | 18.6996 | 1.9116 |  | 0 | 0 | 0 | 0 | 0 | 0 |  | 0 | 0 | 0 | 0 | 0 | 0 |  | 0 | 0 | 0 | 0 | 0 | 0
18FPD | Supply Demand Balance | 17FPD - (16FPD + 16.1FPD) |  |  |  | Ml/d | 2 |  | 9.3846 | 10.2603 | 12.012 | 13.4529 | 17.9322 | 1.1711 |  | 0 | 0 | 0 | 0 | 0 | 0 |  | 0 | 0 | 0 | 0 | 0 | 0 |  | 0 | 0 | 0 | 0 | 0 | 0

## 7. Adaptive Programmes
Water Company | Essex & Suffolk Water | Programme: | North Suffolk Reservoir | WRZ(s) impacted | ESWNCT | Planning Scenario | DYAA - 1 in 500 |  | Back to title page
Description of key triggers for alternative programme activation | We have been granted Accelerated Delivery Funding to undertake detailed design of both the Lowestoft Reuse and North Suffolk winter storage reservoir options between 2023 to 2026. Technical reports will be delivered which will confirm which scheme can be delivered the quickest and which scheme actually provides Best Value. We will then either deliver the Lowestoft Reuse scheme which is currently in our Best Value Plan else move to the North Suffolk Reservoir adaptive pathway / programme. We would make this decision in 2026/27. | [8 empty] | Paste in Updated diagram
Monitoring and triggering of alternative programme | We will monitor the delivery date of the North Suffolk Reservoir ever 6 months during the detailed engineering design stage of the project which we expect to conclude in 2026/27. If future revisions to our least cost and best value assessments conclude that North Suffolk Reservoir provides better value than Lowestoft Water Reuse, then we will move to the North Suffolk Reservoir Adaptive Programme. | [10 empty] | Insert figure to represent your adaptive programmes here if applicable
Option differences to preferred (most likely) programme | Additional options selected: No additional Options (change to date scheduled only) Preferred options removed: No Options removed (change to date scheduled only)
NPV cost associated with programme (£000) | 1042049 | Likelihood | High | Earliest expected trigger year | 2026/27 | Version | 12
Table 7a: WC level - Alternative Programme North Suffolk Reservoir Baseline SDB | [10 empty] | 5 Year totals
WRMP24 Reference | BL SDB Component | Unit |  | Decimal places | 2024/25 | 2025/26 | 2026/27 | 2027/28 | 2028/29 | 2029/30 | 2034/35 | 2039/40 | 2044/45 | 2049/50 | 2054/55 | 2059/60 | 2064/65 | 2069/70 | 2074/75 | 2079/80 | 2084/85 | 2089/90 | 2094/95 | 2099/100
AP1BL | Distribution Input | Ml/d |  | 2 | 2024/25: 466.5667; 2025/26: 470.6309; 2026/27: 471.5398; 2027/28: 474.4903; 2028/29: 477.6882; 2029/30: 479.6813; 5 Year totals 2034/35: 2429.7016; 5 Year totals 2039/40: 2455.9914; 5 Year totals 2044/45: 2470.9312; 5 Year totals 2049/50: 2488.5545
AP2BL | Total Water Available For Use | Ml/d |  | 2 | 2024/25: 461.4122; 2025/26: 460.5117; 2026/27: 456.7041; 2027/28: 454.3034; 2028/29: 453.3991; 2029/30: 452.4934; 5 Year totals 2034/35: 2195.6696; 5 Year totals 2039/40: 2278.2212; 5 Year totals 2044/45: 2172.8606; 5 Year totals 2049/50: 2073.6266
AP3BL | Target Headroom | Ml/d |  | 2 | 2024/25: 10.756; 2025/26: 11.0456; 2026/27: 10.1257; 2027/28: 9.2832; 2028/29: 8.7579; 2029/30: 8.1289; 5 Year totals 2034/35: 28.3085; 5 Year totals 2039/40: 20.1736; 5 Year totals 2044/45: 18.8909; 5 Year totals 2049/50: 22.0233
AP5BL | Supply Demand Balance | Ml/d |  | 2 | 2024/25: -19.9859; 2025/26: -25.062; 2026/27: -28.823; 2027/28: -33.3426; 2028/29: -36.9304; 2029/30: -39.2104; 5 Year totals 2034/35: -270.1565; 5 Year totals 2039/40: -197.9411; 5 Year totals 2044/45: -316.9588; 5 Year totals 2049/50: -436.9486
Table 7b: WC level - Alternative Programme North Suffolk Reservoir Final Plan SDB |  |  |  |  | 5 Year totals 2034/35: 5 Year totals
WRMP24 Reference | FP SDB Component | Unit |  | Decimal places | 2024/25 | 2025/26 | 2026/27 | 2027/28 | 2028/29 | 2029/30 | 2034/35 | 2039/40 | 2044/45 | 2049/50 | 2054/55 | 2059/60 | 2064/65 | 2069/70 | 2074/75 | 2079/80 | 2084/85 | 2089/90 | 2094/95 | 2099/100
AP1FP | Distribution Input | Ml/d |  | 2 | 2024/25: 466.5667; 2025/26: 466.8127; 2026/27: 464.2824; 2027/28: 462.2997; 2028/29: 460.0763; 2029/30: 456.9739; 5 Year totals 2034/35: 2240.19; 5 Year totals 2039/40: 2154.1749; 5 Year totals 2044/45: 2083.0069; 5 Year totals 2049/50: 2060.8588
AP2FP | Total Water Available For Use | Ml/d |  | 2 | 2024/25: 492.1656; 2025/26: 493.3884; 2026/27: 489.448; 2027/28: 493.0315; 2028/29: 489.6594; 2029/30: 494.6007; 5 Year totals 2034/35: 2508.4888; 5 Year totals 2039/40: 2739.9867; 5 Year totals 2044/45: 2739.9867; 5 Year totals 2049/50: 2505.2867
AP3FP | Target Headroom | Ml/d |  | 2 | 2024/25: 10.6741; 2025/26: 11.1099; 2026/27: 10.0542; 2027/28: 11.6403; 2028/29: 10.9427; 2029/30: 10.3732; 5 Year totals 2034/35: 39.5119; 5 Year totals 2039/40: 31.009; 5 Year totals 2044/45: 29.9639; 5 Year totals 2049/50: 33.3344
AP4FP | Supply Demand Balance | Ml/d |  | 2 | 2024/25: 14.9248; 2025/26: 15.4658; 2026/27: 15.1114; 2027/28: 19.0915; 2028/29: 18.6404; 2029/30: 27.2536; 5 Year totals 2034/35: 228.7869; 5 Year totals 2039/40: 554.8028; 5 Year totals 2044/45: 627.0159; 5 Year totals 2049/50: 411.0935
Table 7c: WC level - Alternative Programme North Suffolk Reservoir Totex |  |  |  |  | 5 Year totals 2034/35: 5 Year totals
WRMP24 Reference | Expenditure element | Expenditure type | Unit £m | Decimal places | 2024/25 | 2025/26 | 2026/27 | 2027/28 | 2028/29 | 2029/30 | 2034/35 | 2039/40 | 2044/45 | 2049/50 | 2054/55 | 2059/60 | 2064/65 | 2069/70 | 2074/75 | 2079/80 | 2084/85 | 2089/90 | 2094/95 | 2099/100
AP6FP | Totex increases (base) | Totex | £m | 3 | 2025/26: 0; 2026/27: 0; 2027/28: 0; 2028/29: 0; 2029/30: 188.317; 5 Year totals 2034/35: 188.317; 5 Year totals 2039/40: 0; 5 Year totals 2044/45: 0; 5 Year totals 2049/50: 70.9664
AP7FP | Totex savings (base) | Totex | £m | 3 | 2025/26: 0; 2026/27: 0; 2027/28: 0; 2028/29: 75.6073; 2029/30: 75.6073; 5 Year totals 2034/35: 78.3623; 5 Year totals 2039/40: 13.775; 5 Year totals 2044/45: 235.1151; 5 Year totals 2049/50: 0
AP8FP | Totex total (base) | Totex | £m | 3 | 2025/26: 17.1888; 2026/27: 24.1199; 2027/28: 62.1676; 2028/29: 137.5426; 2029/30: 116.0776; 5 Year totals 2034/35: 337.6291; 5 Year totals 2039/40: 52.7014; 5 Year totals 2044/45: 135.5776; 5 Year totals 2049/50: 232.5371
Table 7d: WC level - Alternative Programme North Suffolk Reservoir Enhancement Expenditure |  |  |  |  | 5 Year totals 2034/35: 5 Year totals
WRMP24 Reference | Expenditure element | Expenditure type | Unit £m | Decimal places | 2024/25 | 2025/26 | 2026/27 | 2027/28 | 2028/29 | 2029/30 | 2034/35 | 2039/40 | 2044/45 | 2049/50 | 2054/55 | 2059/60 | 2064/65 | 2069/70 | 2074/75 | 2079/80 | 2084/85 | 2089/90 | 2094/95 | 2099/100
AP9FP | Total enhancement expenditure | Capex | £m | 3 | 2025/26: 13.3161; 2026/27: 19.8506; 2027/28: 56.1836; 2028/29: 131.0756; 2029/30: 106.6224; 5 Year totals 2034/35: 293.408; 5 Year totals 2039/40: 19.15; 5 Year totals 2044/45: 100.52; 5 Year totals 2049/50: 174.957
AP10FP | Total enhancement expenditure | Opex | £m | 3 | 2025/26: 3.8727; 2026/27: 4.2693; 2027/28: 5.984; 2028/29: 6.467; 2029/30: 9.4552; 5 Year totals 2034/35: 44.2211; 5 Year totals 2039/40: 33.5514; 5 Year totals 2044/45: 35.0576; 5 Year totals 2049/50: 57.5801
AP11FP | Total enhancement expenditure | Totex | £m | 3 | 2025/26: 17.1888; 2026/27: 24.1199; 2027/28: 62.1676; 2028/29: 137.5426; 2029/30: 116.0776; 5 Year totals 2034/35: 337.6291; 5 Year totals 2039/40: 52.7014; 5 Year totals 2044/45: 135.5776; 5 Year totals 2049/50: 232.5371
Water Company | Essex & Suffolk Water | Programme: | High PCC | WRZ(s) impacted | 2024/25: ESWESX, ESWNCT; 2025/26: Planning Scenario; 2026/27: DYAA - 1 in 500
Description of key triggers for alternative programme activation | Change to Distribution Input to reflect a high PCC scenario. Review point is 2027 to determine if the ESWESW WRZ requires an additional resource, and what the Best value Plan would be to meet forecasted demand in the ESWNCT, depending on if the North Suffolk Reservoir Adaptive Programme has been triggered.
Monitoring and triggering of alternative programme | We will monitor and report PCC annually through our WRMP Annual Review which we will submit to regulators every June. If PCC does not outturn in line with our central (most likely) forecast, then we will discuss with regulators and agree whether or not to move to the High PCC adaptive pathway by December 2025. |  |  |  | 2028/29: Paste in Updated diagram
Option differences to preferred (most likely) programme | Additional options selected: ESWESX: Southend Reuse Phase A [ESW-EFR-001A]. However, least cost modelling results estimate that an additional resource is only required for 3 years between 2032 and 2035, so an options appraisal would be conducted. Preferred options removed: None ESWNCT: Corton Desal Beach Well and Transfer (ESWDES008BWA) and Caister Water Reuse and Ormesby Transfer (03b0478B) are selected; but North Suffolk Winter Storage 7500 and Transfer (ESWRES002C) is not and is a Preferred option that has been removed from this Adaptive Programme.
NPV cost associated with programme (£000) | 1172739 | Likelihood | Medium | Earliest expected trigger year | 2024/25: 2027; 2025/26: Version; 2026/27: 12
Table 7a: WC level - Alternative Programme High PCC Baseline SDB |  |  |  |  | 5 Year totals 2034/35: 5 Year totals
WRMP24 Reference | BL SDB Component | Unit |  | Decimal places | 2024/25 | 2025/26 | 2026/27 | 2027/28 | 2028/29 | 2029/30 | 2034/35 | 2039/40 | 2044/45 | 2049/50 | 2054/55 | 2059/60 | 2064/65 | 2069/70 | 2074/75 | 2079/80 | 2084/85 | 2089/90 | 2094/95 | 2099/100
AP1BL | Distribution Input | Ml/d |  | 2 | 2024/25: 466.5667; 2025/26: 470.6309; 2026/27: 471.5398; 2027/28: 474.4903; 2028/29: 477.6882; 2029/30: 479.6813; 5 Year totals 2034/35: 2429.7016; 5 Year totals 2039/40: 2455.9914; 5 Year totals 2044/45: 2470.9312; 5 Year totals 2049/50: 2488.5545
AP2BL | Total Water Available For Use | Ml/d |  | 2 | 2024/25: 461.4122; 2025/26: 460.5117; 2026/27: 456.7041; 2027/28: 454.3034; 2028/29: 453.3991; 2029/30: 452.4934; 5 Year totals 2034/35: 2195.6696; 5 Year totals 2039/40: 2278.2212; 5 Year totals 2044/45: 2172.8606; 5 Year totals 2049/50: 2073.6266
AP3BL | Target Headroom | Ml/d |  | 2 | 2024/25: 10.756; 2025/26: 11.0456; 2026/27: 10.1257; 2027/28: 9.2832; 2028/29: 8.7579; 2029/30: 8.1289; 5 Year totals 2034/35: 28.3085; 5 Year totals 2039/40: 20.1736; 5 Year totals 2044/45: 18.8909; 5 Year totals 2049/50: 22.0233
AP5BL | Supply Demand Balance | Ml/d |  | 2 | 2024/25: -19.9859; 2025/26: -25.062; 2026/27: -28.823; 2027/28: -33.3426; 2028/29: -36.9304; 2029/30: -39.2104; 5 Year totals 2034/35: -270.1565; 5 Year totals 2039/40: -197.9411; 5 Year totals 2044/45: -316.9588; 5 Year totals 2049/50: -436.9486
Table 7b: WC level - Alternative Programme High PCC Final Plan SDB |  |  |  |  | 5 Year totals 2034/35: 5 Year totals
WRMP24 Reference | FP SDB Component | Unit |  | Decimal places | 2024/25 | 2025/26 | 2026/27 | 2027/28 | 2028/29 | 2029/30 | 2034/35 | 2039/40 | 2044/45 | 2049/50 | 2054/55 | 2059/60 | 2064/65 | 2069/70 | 2074/75 | 2079/80 | 2084/85 | 2089/90 | 2094/95 | 2099/100
AP1FP | Distribution Input | Ml/d |  | 2 | 2024/25: 466.5667; 2025/26: 468.7644; 2026/27: 468.0904; 2027/28: 468.4685; 2028/29: 468.4627; 2029/30: 467.3953; 5 Year totals 2034/35: 2325.0344; 5 Year totals 2039/40: 2278.35; 5 Year totals 2044/45: 2227.9817; 5 Year totals 2049/50: 2201.9684
AP2FP | Total Water Available For Use | Ml/d |  | 2 | 2024/25: 492.1656; 2025/26: 493.3884; 2026/27: 489.448; 2027/28: 493.0315; 2028/29: 489.6594; 2029/30: 494.6007; 5 Year totals 2034/35: 2736.4088; 5 Year totals 2039/40: 3032.2867; 5 Year totals 2044/45: 2700.7183; 5 Year totals 2049/50: 2726.424
AP3FP | Target Headroom | Ml/d |  | 2 | 2024/25: 10.6741; 2025/26: 11.1099; 2026/27: 10.0542; 2027/28: 11.6403; 2028/29: 10.9427; 2029/30: 10.3732; 5 Year totals 2034/35: 39.5119; 5 Year totals 2039/40: 31.009; 5 Year totals 2044/45: 29.9639; 5 Year totals 2049/50: 33.3344
AP4FP | Supply Demand Balance | Ml/d |  | 2 | 2024/25: 14.9248; 2025/26: 13.5141; 2026/27: 11.3034; 2027/28: 12.9226; 2028/29: 10.254; 2029/30: 16.8322; 5 Year totals 2034/35: 371.8625; 5 Year totals 2039/40: 722.9277; 5 Year totals 2044/45: 442.7727; 5 Year totals 2049/50: 491.1212
Table 7c: WC level - Alternative Programme High PCC Totex |  |  |  |  | 5 Year totals 2034/35: 5 Year totals
WRMP24 Reference | Expenditure element | Expenditure type | Unit £m | Decimal places | 2024/25 | 2025/26 | 2026/27 | 2027/28 | 2028/29 | 2029/30 | 2034/35 | 2039/40 | 2044/45 | 2049/50 | 2054/55 | 2059/60 | 2064/65 | 2069/70 | 2074/75 | 2079/80 | 2084/85 | 2089/90 | 2094/95 | 2099/100
AP6FP | Totex increases (base) | Totex | £m | 3 | 2025/26: 0; 2026/27: 0; 2027/28: 0; 2028/29: 0.00454; 2029/30: 0.00567; 5 Year totals 2034/35: 132.8818; 5 Year totals 2039/40: 28.9556; 5 Year totals 2044/45: 38.8589; 5 Year totals 2049/50: 168.6627
AP7FP | Totex savings (base) | Totex | £m | 3 | 2025/26: 1.6299; 2026/27: 1.7764; 2027/28: 1.8011; 2028/29: 1.8525; 2029/30: 1.6928; 5 Year totals 2034/35: 9.9471; 5 Year totals 2039/40: 4.7238; 5 Year totals 2044/45: 147.7623; 5 Year totals 2049/50: 3.16
AP8FP | Totex total (base) | Totex | £m | 3 | 2025/26: 15.559; 2026/27: 22.3435; 2027/28: 60.3665; 2028/29: 135.6947; 2029/30: 114.3905; 5 Year totals 2034/35: 350.609; 5 Year totals 2039/40: 90.7082; 5 Year totals 2044/45: 261.7894; 5 Year totals 2049/50: 327.0735
Table 7d: WC level - Alternative Programme High PCC Enhancement Expenditure |  |  |  |  | 5 Year totals 2034/35: 5 Year totals
WRMP24 Reference | Expenditure element | Expenditure type | Unit £m | Decimal places | 2024/25 | 2025/26 | 2026/27 | 2027/28 | 2028/29 | 2029/30 | 2034/35 | 2039/40 | 2044/45 | 2049/50 | 2054/55 | 2059/60 | 2064/65 | 2069/70 | 2074/75 | 2079/80 | 2084/85 | 2089/90 | 2094/95 | 2099/100
AP9FP | Total enhancement expenditure | Capex | £m | 3 | 2025/26: 13.3161; 2026/27: 19.8506; 2027/28: 56.1836; 2028/29: 131.0756; 2029/30: 106.6224; 5 Year totals 2034/35: 283.0836; 5 Year totals 2039/40: 19.15; 5 Year totals 2044/45: 168.247; 5 Year totals 2049/50: 207.224
AP10FP | Total enhancement expenditure | Opex | £m | 3 | 2025/26: 2.2429; 2026/27: 2.4929; 2027/28: 4.1829; 2028/29: 4.6191; 2029/30: 7.7681; 5 Year totals 2034/35: 67.5254; 5 Year totals 2039/40: 71.5582; 5 Year totals 2044/45: 93.5424; 5 Year totals 2049/50: 119.8495
AP11FP | Total enhancement expenditure | Totex | £m | 3 | 2025/26: 15.559; 2026/27: 22.3435; 2027/28: 60.3665; 2028/29: 135.6947; 2029/30: 114.3905; 5 Year totals 2034/35: 350.609; 5 Year totals 2039/40: 90.7082; 5 Year totals 2044/45: 261.7894; 5 Year totals 2049/50: 327.0735
Water Company | Essex & Suffolk Water | Programme: | High Environmental Destination | WRZ(s) impacted | 2024/25: ESWESX, ESWNCT; 2025/26: Planning Scenario; 2026/27: DYAA - 1 in 500
Description of key triggers for alternative programme activation | This will be a one off review on completion of the AMP8 WINEP ED investigations. However, it might be that further WINEP ED investigations are required in future AMPs in which case we would review the outcomes of those investigations during preparation of each subsequent draft WRMP supply forecasts. The change year for moving to the adaptive pathway would also be agreed as part preparation of that draft WRMP although for the purposes of this adaptive programme, we have assumed that will be December 2026. |  |  |  | 2028/29: Paste in Updated diagram
Monitoring and triggering of alternative programme | We will review the outcomes of our AMP8 WINEP ED investigations. A deliverable will be a technical report which will conclude what the ED sustainability reductions should be for each abstraction licence. We will then apply these reductions to our baseline dWRMP29 supply forecast by December 2026. We would agree the adaptive pathway change year as part of our draft WRMP29.
Option differences to preferred (most likely) programme | Additional options selected: ESWESX: Canvey Island Desalination 190Ml/d (ESW-DES-001D) and Southend Water Reuse and Transfer (ESWEFR001). ESWNCT: Corton Desal Beach Well and Transfer (ESWDES008BWA) and Caister Water Reuse and Ormesby Transfer (03b0478B). Preferred options removed: North Suffolk Winter Storage 7500 and Transfer (ESWRES002C)
NPV cost associated with programme (£000) | 2011590 | Likelihood | Low | Earliest expected trigger year | 2024/25: 2027; 2025/26: Version; 2026/27: 12
Table 7a: WC level - Alternative Programme High Environmental Destination Baseline SDB |  |  |  |  | 5 Year totals 2034/35: 5 Year totals
WRMP24 Reference | BL SDB Component | Unit |  | Decimal places | 2024/25 | 2025/26 | 2026/27 | 2027/28 | 2028/29 | 2029/30 | 2034/35 | 2039/40 | 2044/45 | 2049/50 | 2054/55 | 2059/60 | 2064/65 | 2069/70 | 2074/75 | 2079/80 | 2084/85 | 2089/90 | 2094/95 | 2099/100
AP1BL | Distribution Input | Ml/d |  | 2 | 2024/25: 466.5667; 2025/26: 470.6309; 2026/27: 471.5398; 2027/28: 474.4903; 2028/29: 477.6882; 2029/30: 479.6813; 5 Year totals 2034/35: 2429.7016; 5 Year totals 2039/40: 2455.9914; 5 Year totals 2044/45: 2470.9312; 5 Year totals 2049/50: 2488.5545
AP2BL | Total Water Available For Use | Ml/d |  | 2 | 2024/25: 461.4122; 2025/26: 460.5117; 2026/27: 455.2041; 2027/28: 454.3034; 2028/29: 453.3991; 2029/30: 452.4934; 5 Year totals 2034/35: 2192.6696; 5 Year totals 2039/40: 2278.2212; 5 Year totals 2044/45: 2108.8919; 5 Year totals 2049/50: 2036.7797
AP3BL | Target Headroom | Ml/d |  | 2 | 2024/25: 10.756; 2025/26: 11.0456; 2026/27: 10.1257; 2027/28: 9.2832; 2028/29: 8.7579; 2029/30: 8.1289; 5 Year totals 2034/35: 28.3085; 5 Year totals 2039/40: 20.1736; 5 Year totals 2044/45: 18.8909; 5 Year totals 2049/50: 22.0233
AP5BL | Supply Demand Balance | Ml/d |  | 2 | 2024/25: -19.9859; 2025/26: -25.062; 2026/27: -28.823; 2027/28: -33.3426; 2028/29: -36.9304; 2029/30: -39.2104; 5 Year totals 2034/35: -270.1565; 5 Year totals 2039/40: -197.9411; 5 Year totals 2044/45: -380.9276; 5 Year totals 2049/50: -473.7955
Table 7b: WC level - Alternative Programme High Environmental Destination Final Plan SDB |  |  |  |  | 5 Year totals 2034/35: 5 Year totals
WRMP24 Reference | FP SDB Component | Unit |  | Decimal places | 2024/25 | 2025/26 | 2026/27 | 2027/28 | 2028/29 | 2029/30 | 2034/35 | 2039/40 | 2044/45 | 2049/50 | 2054/55 | 2059/60 | 2064/65 | 2069/70 | 2074/75 | 2079/80 | 2084/85 | 2089/90 | 2094/95 | 2099/100
AP1FP | Distribution Input | Ml/d |  | 2 | 2024/25: 466.5667; 2025/26: 466.8127; 2026/27: 464.2824; 2027/28: 462.2997; 2028/29: 460.0763; 2029/30: 456.9739; 5 Year totals 2034/35: 2240.19; 5 Year totals 2039/40: 2154.1749; 5 Year totals 2044/45: 2083.0069; 5 Year totals 2049/50: 2060.8588
AP2FP | Total Water Available For Use | Ml/d |  | 2 | 2024/25: 492.1656; 2025/26: 493.3884; 2026/27: 489.448; 2027/28: 493.0315; 2028/29: 489.6594; 2029/30: 494.6007; 5 Year totals 2034/35: 2436.4088; 5 Year totals 2039/40: 2532.2867; 5 Year totals 2044/45: 2262.3919; 5 Year totals 2049/50: 3265.2797
AP3FP | Target Headroom | Ml/d |  | 2 | 2024/25: 10.6741; 2025/26: 11.1099; 2026/27: 10.0542; 2027/28: 11.6403; 2028/29: 10.9427; 2029/30: 10.3732; 5 Year totals 2034/35: 39.5119; 5 Year totals 2039/40: 31.009; 5 Year totals 2044/45: 29.9639; 5 Year totals 2049/50: 33.3344
AP4FP | Supply Demand Balance | Ml/d |  | 2 | 2024/25: 14.9248; 2025/26: 15.4658; 2026/27: 15.1114; 2027/28: 19.0915; 2028/29: 18.6404; 2029/30: 27.2536; 5 Year totals 2034/35: 156.7069; 5 Year totals 2039/40: 347.1028; 5 Year totals 2044/45: 149.4211; 5 Year totals 2049/50: 1171.0865
Table 7c: WC level - Alternative Programme High Environmental Destination Totex |  |  |  |  | 5 Year totals 2034/35: 5 Year totals
WRMP24 Reference | Expenditure element | Expenditure type | Unit £m | Decimal places | 2024/25 | 2025/26 | 2026/27 | 2027/28 | 2028/29 | 2029/30 | 2034/35 | 2039/40 | 2044/45 | 2049/50 | 2054/55 | 2059/60 | 2064/65 | 2069/70 | 2074/75 | 2079/80 | 2084/85 | 2089/90 | 2094/95 | 2099/100
AP6FP | Totex increases (base) | Totex | £m | 3 | 2025/26: 0; 2026/27: 0; 2027/28: 0; 2028/29: 0; 2029/30: 0; 5 Year totals 2034/35: 0; 5 Year totals 2039/40: 0; 5 Year totals 2044/45: 1208.7637; 5 Year totals 2049/50: 844.6092
AP7FP | Totex savings (base) | Totex | £m | 3 | 2025/26: 0; 2026/27: 0; 2027/28: 0; 2028/29: 0; 2029/30: 0; 5 Year totals 2034/35: 0; 5 Year totals 2039/40: 0; 5 Year totals 2044/45: 0; 5 Year totals 2049/50: 0
AP8FP | Totex total (base) | Totex | £m | 3 | 2025/26: 17.1888; 2026/27: 24.1199; 2027/28: 62.1676; 2028/29: 137.5426; 2029/30: 116.0776; 5 Year totals 2034/35: 227.6744; 5 Year totals 2039/40: 66.4764; 5 Year totals 2044/45: 1579.4564; 5 Year totals 2049/50: 1006.1799
Table 7d: WC level - Alternative Programme High Environmental Destination Enhancement Expenditure |  |  |  |  | 5 Year totals 2034/35: 5 Year totals
WRMP24 Reference | Expenditure element | Expenditure type | Unit £m | Decimal places | 2024/25 | 2025/26 | 2026/27 | 2027/28 | 2028/29 | 2029/30 | 2034/35 | 2039/40 | 2044/45 | 2049/50 | 2054/55 | 2059/60 | 2064/65 | 2069/70 | 2074/75 | 2079/80 | 2084/85 | 2089/90 | 2094/95 | 2099/100
AP9FP | Total enhancement expenditure | Capex | £m | 3 | 2025/26: 13.3161; 2026/27: 19.8506; 2027/28: 56.1836; 2028/29: 131.0756; 2029/30: 106.6224; 5 Year totals 2034/35: 175.608; 5 Year totals 2039/40: 19.15; 5 Year totals 2044/45: 1065.531; 5 Year totals 2049/50: 360.098
AP10FP | Total enhancement expenditure | Opex | £m | 3 | 2025/26: 3.8727; 2026/27: 4.2693; 2027/28: 5.984; 2028/29: 6.467; 2029/30: 9.4552; 5 Year totals 2034/35: 52.0664; 5 Year totals 2039/40: 47.3264; 5 Year totals 2044/45: 513.9254; 5 Year totals 2049/50: 646.0819
AP11FP | Total enhancement expenditure | Totex | £m | 3 | 2025/26: 17.1888; 2026/27: 24.1199; 2027/28: 62.1676; 2028/29: 137.5426; 2029/30: 116.0776; 5 Year totals 2034/35: 227.6744; 5 Year totals 2039/40: 66.4764; 5 Year totals 2044/45: 1579.4564; 5 Year totals 2049/50: 1006.1799
Water Company | Essex & Suffolk Water | Programme: | Habs Regs SR | WRZ(s) impacted | 2024/25: ESWNCT; 2025/26: Planning Scenario; 2026/27: DYAA - 1 in 500
Description of key triggers for alternative programme activation | We are awaiting the outcome of the Environment Agency's assessments to determine the abstraction licence sustainability reductions they will implement on our sources that feed Ormesby WTW and Barsham WTW in our ESWNCT. |  |  |  | 2028/29: Paste in Updated diagram
Monitoring and triggering of alternative programme | Outcomes of the Environment Agency’s Habitat Regulations investigations. A deliverable will be a technical report which will conclude what the Habitats Regulations sustainability reductions should be for each of our Broadland abstraction licences. We will then apply these reductions to our baseline supply forecast in 2024/25 and if required, will agree the adaptive pathway change year with the Environment Agency.
Option differences to preferred (most likely) programme | Additional options selected in the ESWNCT are Caister Water Reuse and Ormesby Transfer (ESWRES002C) along with the medium sized North Suffolk Winter Storage 5000 and Transfer (ESWRES002B), instead of the largest North Suffolk Winter Storage 7500 and Transfer (ESWRES002C), which is removed from this Adaptive Programme. Under this Adaptive Programme, to achieve supply demand balance in the NCZ, we also require an option to defer the implementation of a proportion of the Habs Regs Sustainability Reductions and potentially also, prolong the REG19 Derogation option we have in our Preferred Plan, which delays the implementation of WFD No Det Sustainability Reductions in our Hartismere WRZ. | bar: 2024/25 to 2026/27
NPV cost associated with programme (£000) | 1168615 | Likelihood | High | Earliest expected trigger year | 2024/25: 2024/25; 2025/26: Version; 2026/27: 12
Table 7a: WC level - Alternative Programme Habs Regs SR Baseline SDB |  |  |  |  | 5 Year totals 2034/35: 5 Year totals
WRMP24 Reference | BL SDB Component | Unit |  | Decimal places | 2024/25 | 2025/26 | 2026/27 | 2027/28 | 2028/29 | 2029/30 | 2034/35 | 2039/40 | 2044/45 | 2049/50 | 2054/55 | 2059/60 | 2064/65 | 2069/70 | 2074/75 | 2079/80 | 2084/85 | 2089/90 | 2094/95 | 2099/100
AP1BL | Distribution Input | Ml/d |  | 2 | 2024/25: 466.5667; 2025/26: 470.6309; 2026/27: 471.5398; 2027/28: 474.4903; 2028/29: 477.6882; 2029/30: 479.6813; 5 Year totals 2034/35: 2429.7016; 5 Year totals 2039/40: 2455.9914; 5 Year totals 2044/45: 2470.9312; 5 Year totals 2049/50: 2488.5545
AP2BL | Total Water Available For Use | Ml/d |  | 2 | 2024/25: 461.4122; 2025/26: 460.5117; 2026/27: 425.5741; 2027/28: 424.6734; 2028/29: 423.7691; 2029/30: 422.8634; 5 Year totals 2034/35: 2066.3196; 5 Year totals 2039/40: 2155.5712; 5 Year totals 2044/45: 2076.7106; 5 Year totals 2049/50: 2003.9766
AP3BL | Target Headroom | Ml/d |  | 2 | 2024/25: 10.756; 2025/26: 11.0456; 2026/27: 10.1257; 2027/28: 9.2832; 2028/29: 8.7579; 2029/30: 8.1289; 5 Year totals 2034/35: 28.3085; 5 Year totals 2039/40: 20.1736; 5 Year totals 2044/45: 18.8909; 5 Year totals 2049/50: 22.0233
AP5BL | Supply Demand Balance | Ml/d |  | 2 | 2024/25: -19.9859; 2025/26: -25.062; 2026/27: -59.702; 2027/28: -62.7332; 2028/29: -66.2641; 2029/30: -68.5728; 5 Year totals 2034/35: -400.4473; 5 Year totals 2039/40: -321.9204; 5 Year totals 2044/45: -414.3994; 5 Year totals 2049/50: -507.8344
Table 7b: WC level - Alternative Programme Habs Regs SR Final Plan SDB |  |  |  |  | 5 Year totals 2034/35: 5 Year totals
WRMP24 Reference | FP SDB Component | Unit |  | Decimal places | 2024/25 | 2025/26 | 2026/27 | 2027/28 | 2028/29 | 2029/30 | 2034/35 | 2039/40 | 2044/45 | 2049/50 | 2054/55 | 2059/60 | 2064/65 | 2069/70 | 2074/75 | 2079/80 | 2084/85 | 2089/90 | 2094/95 | 2099/100
AP1FP | Distribution Input | Ml/d |  | 2 | 2024/25: 466.5667; 2025/26: 466.8127; 2026/27: 464.2824; 2027/28: 462.2997; 2028/29: 460.0763; 2029/30: 456.9739; 5 Year totals 2034/35: 2240.19; 5 Year totals 2039/40: 2154.1749; 5 Year totals 2044/45: 2083.0069; 5 Year totals 2049/50: 2060.8588
AP2FP | Total Water Available For Use | Ml/d |  | 2 | 2024/25: 492.1656; 2025/26: 493.3884; 2026/27: 477.9104; 2027/28: 483.9989; 2028/29: 481.9527; 2029/30: 484.0728; 5 Year totals 2034/35: 2388.2212; 5 Year totals 2039/40: 2491.6367; 5 Year totals 2044/45: 2504.8683; 5 Year totals 2049/50: 2432.074
AP3FP | Target Headroom | Ml/d |  | 2 | 2024/25: 10.6741; 2025/26: 11.1099; 2026/27: 10.0542; 2027/28: 11.6403; 2028/29: 10.9427; 2029/30: 10.3732; 5 Year totals 2034/35: 39.5119; 5 Year totals 2039/40: 31.009; 5 Year totals 2044/45: 29.9639; 5 Year totals 2049/50: 33.3344
AP4FP | Supply Demand Balance | Ml/d |  | 2 | 2024/25: 14.9253; 2025/26: 15.4663; 2026/27: 3.8254; 2027/28: 10.2988; 2028/29: 11.2305; 2029/30: 16.9939; 5 Year totals 2034/35: 107.5811; 5 Year totals 2039/40: 305.1262; 5 Year totals 2044/45: 390.6096; 5 Year totals 2049/50: 336.6476
Table 7c: WC level - Alternative Programme Habs Regs SR Totex |  |  |  |  | 5 Year totals 2034/35: 5 Year totals
WRMP24 Reference | Expenditure element | Expenditure type | Unit £m | Decimal places | 2024/25 | 2025/26 | 2026/27 | 2027/28 | 2028/29 | 2029/30 | 2034/35 | 2039/40 | 2044/45 | 2049/50 | 2054/55 | 2059/60 | 2064/65 | 2069/70 | 2074/75 | 2079/80 | 2084/85 | 2089/90 | 2094/95 | 2099/100
AP6FP | Totex increases (base) | Totex | £m | 3 | 2025/26: 0; 2026/27: 0; 2027/28: 0; 2028/29: 8.478; 2029/30: 0.71213; 5 Year totals 2034/35: 90.889; 5 Year totals 2039/40: 23.6867; 5 Year totals 2044/45: 18.6521; 5 Year totals 2049/50: 19.9205
AP7FP | Totex savings (base) | Totex | £m | 3 | 2025/26: 0; 2026/27: 0; 2027/28: 0; 2028/29: 0; 2029/30: 0; 5 Year totals 2034/35: 0.73028; 5 Year totals 2039/40: 0; 5 Year totals 2044/45: 17.7399; 5 Year totals 2049/50: 0
AP8FP | Totex total (base) | Totex | £m | 3 | 2025/26: 17.1888; 2026/27: 24.1199; 2027/28: 62.1676; 2028/29: 146.0207; 2029/30: 116.7898; 5 Year totals 2034/35: 317.8331; 5 Year totals 2039/40: 90.1631; 5 Year totals 2044/45: 371.6049; 5 Year totals 2049/50: 181.4912
Table 7d: WC level - Alternative Programme Habs Regs SR Enhancement Expenditure |  |  |  |  | 5 Year totals 2034/35: 5 Year totals
WRMP24 Reference | Expenditure element | Expenditure type | Unit £m | Decimal places | 2024/25 | 2025/26 | 2026/27 | 2027/28 | 2028/29 | 2029/30 | 2034/35 | 2039/40 | 2044/45 | 2049/50 | 2054/55 | 2059/60 | 2064/65 | 2069/70 | 2074/75 | 2079/80 | 2084/85 | 2089/90 | 2094/95 | 2099/100
AP9FP | Total enhancement expenditure | Capex | £m | 3 | 2025/26: 13.3161; 2026/27: 19.8506; 2027/28: 56.1836; 2028/29: 139.4866; 2029/30: 106.6224; 5 Year totals 2034/35: 243.335; 5 Year totals 2039/40: 19.15; 5 Year totals 2044/45: 300.025; 5 Year totals 2049/50: 107.23
AP10FP | Total enhancement expenditure | Opex | £m | 3 | 2025/26: 3.8727; 2026/27: 4.2693; 2027/28: 5.984; 2028/29: 6.5341; 2029/30: 10.1673; 5 Year totals 2034/35: 74.4981; 5 Year totals 2039/40: 71.0131; 5 Year totals 2044/45: 71.5799; 5 Year totals 2049/50: 74.2612
AP11FP | Total enhancement expenditure | Totex | £m | 3 | 2025/26: 17.1888; 2026/27: 24.1199; 2027/28: 62.1676; 2028/29: 146.0207; 2029/30: 116.7898; 5 Year totals 2034/35: 317.8331; 5 Year totals 2039/40: 90.1631; 5 Year totals 2044/45: 371.6049; 5 Year totals 2049/50: 181.4912
Water Company | Essex & Suffolk Water | Programme: | Least Cost | WRZ(s) impacted | 2024/25: N/A; 2025/26: Planning Scenario; 2026/27: DYAA - 1 in 500
Description of key triggers for alternative programme activation | Least Cost Plan is the same as our Best Value (Preferred Plan) |  |  |  | 2028/29: Paste in Updated diagram
Monitoring and triggering of alternative programme | N/A
Option differences to preferred (most likely) programme | Additional options selected: N/A Preferred options removed: N/A
NPV cost associated with programme (£000) | 1082480 | Likelihood | High | Earliest expected trigger year | 2024/25: N/A; 2025/26: Version; 2026/27: 12
Table 7a: WC level - Alternative Programme Least Cost Baseline SDB |  |  |  |  | 5 Year totals 2034/35: 5 Year totals
WRMP24 Reference | BL SDB Component | Unit |  | Decimal places | 2024/25 | 2025/26 | 2026/27 | 2027/28 | 2028/29 | 2029/30 | 2034/35 | 2039/40 | 2044/45 | 2049/50 | 2054/55 | 2059/60 | 2064/65 | 2069/70 | 2074/75 | 2079/80 | 2084/85 | 2089/90 | 2094/95 | 2099/100
AP1BL | Distribution Input | Ml/d |  | 2 | 2024/25: 466.5667; 2025/26: 470.6309; 2026/27: 471.5398; 2027/28: 474.4903; 2028/29: 477.6882; 2029/30: 479.6813; 5 Year totals 2034/35: 2429.7016; 5 Year totals 2039/40: 2455.9914; 5 Year totals 2044/45: 2470.9312; 5 Year totals 2049/50: 2488.5545
AP2BL | Total Water Available For Use | Ml/d |  | 2 | 2024/25: 461.4122; 2025/26: 460.5117; 2026/27: 456.7041; 2027/28: 454.3034; 2028/29: 453.3991; 2029/30: 452.4934; 5 Year totals 2034/35: 2195.6696; 5 Year totals 2039/40: 2278.2212; 5 Year totals 2044/45: 2172.8606; 5 Year totals 2049/50: 2073.6266
AP3BL | Target Headroom | Ml/d |  | 2 | 2024/25: 10.756; 2025/26: 11.0456; 2026/27: 10.1257; 2027/28: 9.2832; 2028/29: 8.7579; 2029/30: 8.1289; 5 Year totals 2034/35: 28.3085; 5 Year totals 2039/40: 20.1736; 5 Year totals 2044/45: 18.8909; 5 Year totals 2049/50: 22.0233
AP5BL | Supply Demand Balance | Ml/d |  | 2 | 2024/25: -19.9859; 2025/26: -25.062; 2026/27: -28.823; 2027/28: -33.3426; 2028/29: -36.9304; 2029/30: -39.2104; 5 Year totals 2034/35: -270.1565; 5 Year totals 2039/40: -197.9411; 5 Year totals 2044/45: -316.9588; 5 Year totals 2049/50: -436.9486
Table 7b: WC level - Alternative Programme Least Cost Final Plan SDB |  |  |  |  | 5 Year totals 2034/35: 5 Year totals
WRMP24 Reference | FP SDB Component | Unit |  | Decimal places | 2024/25 | 2025/26 | 2026/27 | 2027/28 | 2028/29 | 2029/30 | 2034/35 | 2039/40 | 2044/45 | 2049/50 | 2054/55 | 2059/60 | 2064/65 | 2069/70 | 2074/75 | 2079/80 | 2084/85 | 2089/90 | 2094/95 | 2099/100
AP1FP | Distribution Input | Ml/d |  | 2 | 2024/25: 466.5667; 2025/26: 466.8127; 2026/27: 464.2824; 2027/28: 462.2997; 2028/29: 460.0763; 2029/30: 456.9739; 5 Year totals 2034/35: 2240.19; 5 Year totals 2039/40: 2154.1749; 5 Year totals 2044/45: 2083.0069; 5 Year totals 2049/50: 2060.8588
AP2FP | Total Water Available For Use | Ml/d |  | 2 | 2024/25: 492.1656; 2025/26: 493.3884; 2026/27: 489.448; 2027/28: 493.0315; 2028/29: 489.6594; 2029/30: 494.6007; 5 Year totals 2034/35: 2436.4088; 5 Year totals 2039/40: 2532.2867; 5 Year totals 2044/45: 2526.0183; 5 Year totals 2049/50: 2426.724
AP3FP | Target Headroom | Ml/d |  | 2 | 2024/25: 10.6741; 2025/26: 11.1099; 2026/27: 10.0542; 2027/28: 11.6403; 2028/29: 10.9427; 2029/30: 10.3732; 5 Year totals 2034/35: 39.5119; 5 Year totals 2039/40: 31.009; 5 Year totals 2044/45: 29.9639; 5 Year totals 2049/50: 33.3344
AP4FP | Supply Demand Balance | Ml/d |  | 2 | 2024/25: 14.9253; 2025/26: 15.4663; 2026/27: 15.1119; 2027/28: 19.092; 2028/29: 18.6409; 2029/30: 27.2541; 5 Year totals 2034/35: 156.7096; 5 Year totals 2039/40: 347.1055; 5 Year totals 2044/45: 413.0502; 5 Year totals 2049/50: 332.5334
Table 7c: WC level - Alternative Programme Least Cost Totex |  |  |  |  | 5 Year totals 2034/35: 5 Year totals
WRMP24 Reference | Expenditure element | Expenditure type | Unit £m | Decimal places | 2024/25 | 2025/26 | 2026/27 | 2027/28 | 2028/29 | 2029/30 | 2034/35 | 2039/40 | 2044/45 | 2049/50 | 2054/55 | 2059/60 | 2064/65 | 2069/70 | 2074/75 | 2079/80 | 2084/85 | 2089/90 | 2094/95 | 2099/100
AP6FP | Totex increases (base) | Totex | £m | 3 | 2025/26: 0; 2026/27: 0; 2027/28: 0; 2028/29: 0; 2029/30: 0; 5 Year totals 2034/35: 0; 5 Year totals 2039/40: 0; 5 Year totals 2044/45: 0; 5 Year totals 2049/50: 0
AP7FP | Totex savings (base) | Totex | £m | 3 | 2025/26: 0; 2026/27: 0; 2027/28: 0; 2028/29: 0; 2029/30: 0; 5 Year totals 2034/35: 0; 5 Year totals 2039/40: 0; 5 Year totals 2044/45: 0; 5 Year totals 2049/50: 0
AP8FP | Totex total (base) | Totex | £m | 3 | 2025/26: 17.1888; 2026/27: 24.1199; 2027/28: 62.1676; 2028/29: 137.5426; 2029/30: 116.0776; 5 Year totals 2034/35: 227.6744; 5 Year totals 2039/40: 66.4764; 5 Year totals 2044/45: 370.6927; 5 Year totals 2049/50: 161.5707
Table 7d: WC level - Alternative Programme Least Cost Enhancement Expenditure |  |  |  |  | 5 Year totals 2034/35: 5 Year totals
WRMP24 Reference | Expenditure element | Expenditure type | Unit £m | Decimal places | 2024/25 | 2025/26 | 2026/27 | 2027/28 | 2028/29 | 2029/30 | 2034/35 | 2039/40 | 2044/45 | 2049/50 | 2054/55 | 2059/60 | 2064/65 | 2069/70 | 2074/75 | 2079/80 | 2084/85 | 2089/90 | 2094/95 | 2099/100
AP9FP | Total enhancement expenditure | Capex | £m | 3 | 2025/26: 13.3161; 2026/27: 19.8506; 2027/28: 56.1836; 2028/29: 131.0756; 2029/30: 106.6224; 5 Year totals 2034/35: 175.608; 5 Year totals 2039/40: 19.15; 5 Year totals 2044/45: 322.432; 5 Year totals 2049/50: 107.23
AP10FP | Total enhancement expenditure | Opex | £m | 3 | 2025/26: 3.8727; 2026/27: 4.2693; 2027/28: 5.984; 2028/29: 6.467; 2029/30: 9.4552; 5 Year totals 2034/35: 52.0664; 5 Year totals 2039/40: 47.3264; 5 Year totals 2044/45: 48.2607; 5 Year totals 2049/50: 54.3407
AP11FP | Total enhancement expenditure | Totex | £m | 3 | 2025/26: 17.1888; 2026/27: 24.1199; 2027/28: 62.1676; 2028/29: 137.5426; 2029/30: 116.0776; 5 Year totals 2034/35: 227.6744; 5 Year totals 2039/40: 66.4764; 5 Year totals 2044/45: 370.6927; 5 Year totals 2049/50: 161.5707
Water Company | Essex & Suffolk Water | Programme: | Ofwat Core | WRZ(s) impacted | 2024/25: ESWNCZ; 2025/26: Planning Scenario; 2026/27: DYAA - 1 in 500
Description of key triggers for alternative programme activation | The Core Plan represents no or low regret options that are required to maintain a supply surplus in all years of the planning period and to meet government expectations on demand management. The core plan includes all the Best Value Plan Options that are needed in AMP8 and 9 but does not include those Best Value Plan options that are driven by Environmental Destination abstraction sustainability reductions in the 2040s. This is because there is a low level of certainty regarding the size of the abstraction licence sustainability reductions, thus why they will be included in our AMP8 WINEP for further investigation. |  |  |  | 2029/30: Paste in Updated diagram
Monitoring and triggering of alternative programme | All options required as part of Preferred Plan.
Option differences to preferred (most likely) programme | Additional options selected: N/A Preferred options removed: North Suffolk Winter Storage 7500 and Transfer (ESWRES002C).
NPV cost associated with programme (£000) | 938114 | Likelihood | High | Earliest expected trigger year | 2024/25: N/A; 2025/26: Version; 2026/27: 12
Table 7a: WC level - Alternative Programme Ofwat Core Baseline SDB |  |  |  |  | 5 Year totals 2034/35: 5 Year totals
WRMP24 Reference | BL SDB Component | Unit |  | Decimal places | 2024/25 | 2025/26 | 2026/27 | 2027/28 | 2028/29 | 2029/30 | 2034/35 | 2039/40 | 2044/45 | 2049/50 | 2054/55 | 2059/60 | 2064/65 | 2069/70 | 2074/75 | 2079/80 | 2084/85 | 2089/90 | 2094/95 | 2099/100
AP1BL | Distribution Input | Ml/d |  | 2 | 2024/25: 466.5667; 2025/26: 470.6309; 2026/27: 471.5398; 2027/28: 474.4903; 2028/29: 477.6882; 2029/30: 479.6813; 5 Year totals 2034/35: 2429.7016; 5 Year totals 2039/40: 2455.9914; 5 Year totals 2044/45: 2470.9312; 5 Year totals 2049/50: 2488.5545
AP2BL | Total Water Available For Use | Ml/d |  | 2 | 2024/25: 461.4122; 2025/26: 460.5117; 2026/27: 456.7041; 2027/28: 454.3034; 2028/29: 453.3991; 2029/30: 452.4934; 5 Year totals 2034/35: 2195.6696; 5 Year totals 2039/40: 2278.2212; 5 Year totals 2044/45: 2172.8606; 5 Year totals 2049/50: 2073.6266
AP3BL | Target Headroom | Ml/d |  | 2 | 2024/25: 10.756; 2025/26: 11.0456; 2026/27: 10.1257; 2027/28: 9.2832; 2028/29: 8.7579; 2029/30: 8.1289; 5 Year totals 2034/35: 28.3085; 5 Year totals 2039/40: 20.1736; 5 Year totals 2044/45: 18.8909; 5 Year totals 2049/50: 22.0233
AP5BL | Supply Demand Balance | Ml/d |  | 2 | 2024/25: -19.9859; 2025/26: -25.062; 2026/27: -28.823; 2027/28: -33.3426; 2028/29: -36.9304; 2029/30: -39.2104; 5 Year totals 2034/35: -270.1565; 5 Year totals 2039/40: -197.9411; 5 Year totals 2044/45: -316.9588; 5 Year totals 2049/50: -436.9486
Table 7b: WC level - Alternative Programme Ofwat Core Final Plan SDB |  |  |  |  | 5 Year totals 2034/35: 5 Year totals
WRMP24 Reference | FP SDB Component | Unit |  | Decimal places | 2024/25 | 2025/26 | 2026/27 | 2027/28 | 2028/29 | 2029/30 | 2034/35 | 2039/40 | 2044/45 | 2049/50 | 2054/55 | 2059/60 | 2064/65 | 2069/70 | 2074/75 | 2079/80 | 2084/85 | 2089/90 | 2094/95 | 2099/100
AP1FP | Distribution Input | Ml/d |  | 2 | 2024/25: 466.5667; 2025/26: 466.8127; 2026/27: 464.2824; 2027/28: 462.2997; 2028/29: 460.0763; 2029/30: 456.9739; 5 Year totals 2034/35: 2240.19; 5 Year totals 2039/40: 2154.1749; 5 Year totals 2044/45: 2083.0069; 5 Year totals 2049/50: 2060.8588
AP2FP | Total Water Available For Use | Ml/d |  | 2 | 2024/25: 492.1656; 2025/26: 493.3884; 2026/27: 489.448; 2027/28: 493.0315; 2028/29: 489.6594; 2029/30: 494.6007; 5 Year totals 2034/35: 2436.4088; 5 Year totals 2039/40: 2532.2867; 5 Year totals 2044/45: 2426.5183; 5 Year totals 2049/50: 2327.224
AP3FP | Target Headroom | Ml/d |  | 2 | 2024/25: 10.6741; 2025/26: 11.1099; 2026/27: 10.0542; 2027/28: 11.6403; 2028/29: 10.9427; 2029/30: 10.3732; 5 Year totals 2034/35: 39.5119; 5 Year totals 2039/40: 31.009; 5 Year totals 2044/45: 29.9639; 5 Year totals 2049/50: 33.3344
AP4FP | Supply Demand Balance | Ml/d |  | 2 | 2024/25: 14.9248; 2025/26: 15.4658; 2026/27: 15.1114; 2027/28: 19.0915; 2028/29: 18.6404; 2029/30: 27.2536; 5 Year totals 2034/35: 156.7069; 5 Year totals 2039/40: 347.1028; 5 Year totals 2044/45: 313.5475; 5 Year totals 2049/50: 233.0307
Table 7c: WC level - Alternative Programme Ofwat Core Totex |  |  |  |  | 5 Year totals 2034/35: 5 Year totals
WRMP24 Reference | Expenditure element | Expenditure type | Unit £m | Decimal places | 2024/25 | 2025/26 | 2026/27 | 2027/28 | 2028/29 | 2029/30 | 2034/35 | 2039/40 | 2044/45 | 2049/50 | 2054/55 | 2059/60 | 2064/65 | 2069/70 | 2074/75 | 2079/80 | 2084/85 | 2089/90 | 2094/95 | 2099/100
AP6FP | Totex increases (base) | Totex | £m | 3 | 2025/26: 0; 2026/27: 0; 2027/28: 0; 2028/29: 0; 2029/30: 0; 5 Year totals 2034/35: 0; 5 Year totals 2039/40: 0; 5 Year totals 2044/45: 0; 5 Year totals 2049/50: 0
AP7FP | Totex savings (base) | Totex | £m | 3 | 2025/26: 0; 2026/27: 0; 2027/28: 0; 2028/29: 0; 2029/30: 0; 5 Year totals 2034/35: 0; 5 Year totals 2039/40: 0; 5 Year totals 2044/45: 223.0557; 5 Year totals 2049/50: 4.575
AP8FP | Totex total (base) | Totex | £m | 3 | 2025/26: 17.1888; 2026/27: 24.1199; 2027/28: 62.1676; 2028/29: 137.5426; 2029/30: 116.0776; 5 Year totals 2034/35: 227.6744; 5 Year totals 2039/40: 66.4764; 5 Year totals 2044/45: 147.637; 5 Year totals 2049/50: 156.9957
Table 7d: WC level - Alternative Programme Ofwat Core Enhancement Expenditure |  |  |  |  | 5 Year totals 2034/35: 5 Year totals
WRMP24 Reference | Expenditure element | Expenditure type | Unit £m | Decimal places | 2024/25 | 2025/26 | 2026/27 | 2027/28 | 2028/29 | 2029/30 | 2034/35 | 2039/40 | 2044/45 | 2049/50 | 2054/55 | 2059/60 | 2064/65 | 2069/70 | 2074/75 | 2079/80 | 2084/85 | 2089/90 | 2094/95 | 2099/100
AP9FP | Total enhancement expenditure | Capex | £m | 3 | 2025/26: 13.3161; 2026/27: 19.8506; 2027/28: 56.1836; 2028/29: 131.0756; 2029/30: 106.6224; 5 Year totals 2034/35: 175.608; 5 Year totals 2039/40: 19.15; 5 Year totals 2044/45: 100.52; 5 Year totals 2049/50: 107.23
AP10FP | Total enhancement expenditure | Opex | £m | 3 | 2025/26: 3.8727; 2026/27: 4.2693; 2027/28: 5.984; 2028/29: 6.467; 2029/30: 9.4552; 5 Year totals 2034/35: 52.0664; 5 Year totals 2039/40: 47.3264; 5 Year totals 2044/45: 47.117; 5 Year totals 2049/50: 49.7657
AP11FP | Total enhancement expenditure | Totex | £m | 3 | 2025/26: 17.1888; 2026/27: 24.1199; 2027/28: 62.1676; 2028/29: 137.5426; 2029/30: 116.0776; 5 Year totals 2034/35: 227.6744; 5 Year totals 2039/40: 66.4764; 5 Year totals 2044/45: 147.637; 5 Year totals 2049/50: 156.9957
Note on C5: [Threaded comment] Your version of Excel allows you to read this threaded comment; however, any edits to it will get removed if the file is opened in a newer version of Excel. Learn more: https://go.microsoft.com/fwlink/?linkid=870924 Comment: This should be aligned to options flagged in your alternative programme in tables 4 and 5.
Note on I6: [Threaded comment] Your version of Excel allows you to read this threaded comment; however, any edits to it will get removed if the file is opened in a newer version of Excel. Learn more: https://go.microsoft.com/fwlink/?linkid=870924 Comment:
Note on M18: [Threaded comment] Your version of Excel allows you to read this threaded comment; however, any edits to it will get removed if the file is opened in a newer version of Excel. Learn more: https://go.microsoft.com/fwlink/?linkid=870924 Comment: Lowestoft Reuse removed from 2032/33. NSR 3500 added from 2033/34.
Note on N18: [Threaded comment] Your version of Excel allows you to read this threaded comment; however, any edits to it will get removed if the file is opened in a newer version of Excel. Learn more: https://go.microsoft.com/fwlink/?linkid=870924 Comment: Lowestoft Reuse removed. NSR 3500 added for whole AMP
Note on O18: [Threaded comment] Your version of Excel allows you to read this threaded comment; however, any edits to it will get removed if the file is opened in a newer version of Excel. Learn more: https://go.microsoft.com/fwlink/?linkid=870924 Comment: Lowestoft reuse removed. NSR added for whole AMP
Note on P18: [Threaded comment] Your version of Excel allows you to read this threaded comment; however, any edits to it will get removed if the file is opened in a newer version of Excel. Learn more: https://go.microsoft.com/fwlink/?linkid=870924 Comment: Lowestoft Reuse removed. NSR 2300 added. Caister Reuse added from 2045/46.
Note on M51: [Threaded comment] Your version of Excel allows you to read this threaded comment; however, any edits to it will get removed if the file is opened in a newer version of Excel. Learn more: https://go.microsoft.com/fwlink/?linkid=870924 Comment: Southend Reuse Phase A added from 2032/33
Note on N51: [Threaded comment] Your version of Excel allows you to read this threaded comment; however, any edits to it will get removed if the file is opened in a newer version of Excel. Learn more: https://go.microsoft.com/fwlink/?linkid=870924 Comment: Southend Reuse Phase A added for whole AMP
Note on O51: [Threaded comment] Your version of Excel allows you to read this threaded comment; however, any edits to it will get removed if the file is opened in a newer version of Excel. Learn more: https://go.microsoft.com/fwlink/?linkid=870924 Comment: Southend Reuse & Caister Reuse added & remove NSR 7500 for whole AMP.
Note on P51: [Threaded comment] Your version of Excel allows you to read this threaded comment; however, any edits to it will get removed if the file is opened in a newer version of Excel. Learn more: https://go.microsoft.com/fwlink/?linkid=870924 Comment: Southend Reuse, Caister Reuse and Corton desal added & remove NSR 7500 for whole AMP.
Note on O77: [Threaded comment] Your version of Excel allows you to read this threaded comment; however, any edits to it will get removed if the file is opened in a newer version of Excel. Learn more: https://go.microsoft.com/fwlink/?linkid=870924 Comment: Adjusted to use High ED SRs instead of BAU+
Note on P77: [Threaded comment] Your version of Excel allows you to read this threaded comment; however, any edits to it will get removed if the file is opened in a newer version of Excel. Learn more: https://go.microsoft.com/fwlink/?linkid=870924 Comment: Adjusted to use High ED SRs instead of BAU+
Note on O84: [Threaded comment] Your version of Excel allows you to read this threaded comment; however, any edits to it will get removed if the file is opened in a newer version of Excel. Learn more: https://go.microsoft.com/fwlink/?linkid=870924 Comment: Addition of Canvey Island Desal 190Mld and Caister Water Reuse for whole AMP.
Note on P84: [Threaded comment] Your version of Excel allows you to read this threaded comment; however, any edits to it will get removed if the file is opened in a newer version of Excel. Learn more: https://go.microsoft.com/fwlink/?linkid=870924 Comment: Addition of Canvey Island Desal 190Mld and Caister Water Reuse for whole AMP. Plus, Southend Reuse and Corton BW Desal from 2045/46.
Note on M117: [Threaded comment] Your version of Excel allows you to read this threaded comment; however, any edits to it will get removed if the file is opened in a newer version of Excel. Learn more: https://go.microsoft.com/fwlink/?linkid=870924 Comment: Lowestoft brought forward to 2030/31. Caister added in 3032/33.
Note on O117: [Threaded comment] Your version of Excel allows you to read this threaded comment; however, any edits to it will get removed if the file is opened in a newer version of Excel. Learn more: https://go.microsoft.com/fwlink/?linkid=870924 Comment: Change from Revised draft to Draft Final: North Suffolk Reservoir 5000 replaces North Suffolk Reservoir 3500 in 2040/41
Note on O183: [Threaded comment] Your version of Excel allows you to read this threaded comment; however, any edits to it will get removed if the file is opened in a newer version of Excel. Learn more: https://go.microsoft.com/fwlink/?linkid=870924 Comment: North Suffolk Reservoir removed from 40/41
Note on P183: [Threaded comment] Your version of Excel allows you to read this threaded comment; however, any edits to it will get removed if the file is opened in a newer version of Excel. Learn more: https://go.microsoft.com/fwlink/?linkid=870924 Comment: Without Caister reuse and NSR

## 8. Business Plan Links
Water Company | Essex & Suffolk Water | Version | 12 |  | Back to title page
Planning Scenario | Preferred (most likely) programme | NPV cost associated with plan (£M) | 1325.617
Table 8a: Summary Base Totex expenditure for programme consistent with RAG reporting requirements |  |  |  |  | Annual totals | [10 empty] | Five year totals
Reference | Expenditure element | Expenditure type | Unit | Decimal places | 2019-20 | 2020-21 | 2021-22 | 2022-23 | 2023-24 | 2024-25 | 2025-26 | 2026-27 | 2027-28 | 2028-29 | 2029-30 | 2030-31 to 2034-35 | 2035-36 to 2039-40 | 2040-41 to 2044-45 | 2045-46 to 2049-50 | 2050-51 to 2054-55 | 2055-56 to 2059-60 | 2060-61 to 2064-65 | 2065-66 to 2069-70 | 2070-71 to 2074-75 | 2075-76 to 2079-80
A1 | Totex increases (base) | Totex | £M | 3 | Annual totals 2025-26: 123.1861; Annual totals 2026-27: 110.1672; Annual totals 2027-28: 97.6659; Annual totals 2028-29: 66.1253; Annual totals 2029-30: 63.5563 | 219.1395 | 248.7937 | 218.632 | 227.6327
A2 | Totex savings (base) | Totex | £M | 3
A3 | Total totex variance (base) | Totex | £M | 3 | 0 | 0 | 0 | 0 | 0 | 0 | 123.1861 | 110.1672 | 97.6659 | 66.1253 | 63.5563 | 219.1395 | 248.7937 | 218.632 | 227.6327 | 0 | 0 | 0 | 0 | 0 | 0
Table 8b: Summary of supply-demand balance enhancement expenditure for programme consistent with RAG reporting requirements |  |  |  |  | Annual totals 2019-20: Annual totals | Five year totals
Reference | Expenditure element | Expenditure type | Unit | Decimal places | 2019-20 | 2020-21 | 2021-22 | 2022-23 | 2023-24 | 2024-25 | 2025-26 | 2026-27 | 2027-28 | 2028-29 | 2029-30 | 2030-31 to 2034-35 | 2035-36 to 2039-40 | 2040-41 to 2044-45 | 2045-46 to 2049-50 | 2050-51 to 2054-55 | 2055-56 to 2059-60 | 2060-61 to 2064-65 | 2065-66 to 2069-70 | 2070-71 to 2074-75 | 2075-76 to 2079-80
B1 | Supply-side improvements | Capex | £M | 3 | Annual totals 2025-26: 68.92; Annual totals 2026-27: 48.97; Annual totals 2027-28: 32.62; Annual totals 2028-29: 32.92; Annual totals 2029-30: 32.92 | 48.94 | 143.94 | 0 | 0
B2 | Supply-side improvements | Opex | £M | 3 | Annual totals 2025-26: 0; Annual totals 2026-27: 0; Annual totals 2027-28: 1.44; Annual totals 2028-29: 1.44; Annual totals 2029-30: 1.44 | 50.1 | 50.1 | 54.7 | 54.7
B3 | Supply-side improvements | Totex | £M | 3 | 0 | 0 | 0 | 0 | 0 | 0 | 68.92 | 48.97 | 34.06 | 34.36 | 34.36 | 99.04 | 194.04 | 54.7 | 54.7 | 0 | 0 | 0 | 0 | 0 | 0
B4 | Demand-side improvements (excl. leakage and metering) | Capex | £M | 3 | Annual totals 2025-26: 0; Annual totals 2026-27: 0; Annual totals 2027-28: 0; Annual totals 2028-29: 0; Annual totals 2029-30: 0 | 0 | 0 | 0 | 0
B5 | Demand-side improvements (excl. leakage and metering) | Opex | £M | 3 | Annual totals 2025-26: 1.8145; Annual totals 2026-27: 1.9611; Annual totals 2027-28: 1.9858; Annual totals 2028-29: 2.0371; Annual totals 2029-30: 1.8774 | 11.3044 | 5.5645 | 3.7504 | 3.6004
B6 | Demand-side improvements (excl. leakage and metering) | Totex | £M | 3 | 0 | 0 | 0 | 0 | 0 | 0 | 1.8145 | 1.9611 | 1.9858 | 2.0371 | 1.8774 | 11.3044 | 5.5645 | 3.7504 | 3.6004 | 0 | 0 | 0 | 0 | 0 | 0
B7 | Leakage improvements | Capex | £M | 3 | Annual totals 2025-26: 4.0869; Annual totals 2026-27: 4.0869; Annual totals 2027-28: 4.0869; Annual totals 2028-29: 4.0869; Annual totals 2029-30: 4.0869 | 22.3249 | 24.5295 | 135.5218 | 144.6726
B8 | Leakage improvements | Opex | £M | 3 | Annual totals 2025-26: 1.5404; Annual totals 2026-27: 1.5404; Annual totals 2027-28: 1.5404; Annual totals 2028-29: 1.5404; Annual totals 2029-30: 1.5404 | 14.4771 | 21.3597 | 21.3597 | 21.3597
B9 | Leakage improvements | Totex | £M | 3 | 0 | 0 | 0 | 0 | 0 | 0 | 5.6273 | 5.6273 | 5.6273 | 5.6273 | 5.6273 | 36.802 | 45.8892 | 156.8815 | 166.0323 | 0 | 0 | 0 | 0 | 0 | 0
B10 | Internal interconnectors | Capex | £M | 3 | Annual totals 2025-26: 36.12; Annual totals 2026-27: 36.12; Annual totals 2027-28: 36.12; Annual totals 2028-29: 2.54; Annual totals 2029-30: 2.54 | 0 | 0 | 0 | 0
B11 | Internal interconnectors | Opex | £M | 3 | Annual totals 2025-26: 0; Annual totals 2026-27: 0; Annual totals 2027-28: 0; Annual totals 2028-29: 0.57; Annual totals 2029-30: 0.57 | 3.21 | 3.3 | 3.3 | 3.3
B12 | Internal interconnectors | Totex | £M | 3 | 0 | 0 | 0 | 0 | 0 | 0 | 36.12 | 36.12 | 36.12 | 3.11 | 3.11 | 3.21 | 3.3 | 3.3 | 3.3 | 0 | 0 | 0 | 0 | 0 | 0
B13 | Strategic regional water resources | Capex | £M | 3 | Annual totals 2025-26: 0; Annual totals 2026-27: 0; Annual totals 2027-28: 0; Annual totals 2028-29: 0; Annual totals 2029-30: 0 | 0 | 0 | 0 | 0
B14 | Strategic regional water resources | Opex | £M | 3 | Annual totals 2025-26: 0; Annual totals 2026-27: 0; Annual totals 2027-28: 0; Annual totals 2028-29: 0; Annual totals 2029-30: 0 | 0 | 0 | 0 | 0
B15 | Strategic regional water resources | Totex | £M | 3 | 0 | 0 | 0 | 0 | 0 | 0 | 0 | 0 | 0 | 0 | 0 | 0 | 0 | 0 | 0 | 0 | 0 | 0 | 0 | 0 | 0
B16 | Total supply demand expenditure | Totex | £M | 3 | 0 | 0 | 0 | 0 | 0 | 0 | 112.4818 | 92.6783 | 77.793 | 45.1344 | 44.9747 | 150.3565 | 248.7937 | 218.632 | 227.6327 | 0 | 0 | 0 | 0 | 0 | 0
Table 8c: Summary of metering enhancement expenditure for programme consistent with RAG reporting requirements |  |  |  |  | Annual totals 2019-20: Annual totals | Five year totals
Reference | Expenditure element | Expenditure type | Unit | Decimal places | 2019-20 | 2020-21 | 2021-22 | 2022-23 | 2023-24 | 2024-25 | 2025-26 | 2026-27 | 2027-28 | 2028-29 | 2029-30 | 2030-31 to 2034-35 | 2035-36 to 2039-40 | 2040-41 to 2044-45 | 2045-46 to 2049-50 | 2050-51 to 2054-55 | 2055-56 to 2059-60 | 2060-61 to 2064-65 | 2065-66 to 2069-70 | 2070-71 to 2074-75 | 2075-76 to 2079-80
C1 | New meters requested by existing customers (optants) | Capex | £M | 3 | Annual totals 2025-26: 0.19402; Annual totals 2026-27: 0.17719; Annual totals 2027-28: 0.17715; Annual totals 2028-29: 0.17679; Annual totals 2029-30: 0.17748 | 0.198
C1.1 | New basic meters requested by existing customers (optants) | Capex | £M | 3 | Annual totals 2025-26: 0; Annual totals 2026-27: 0; Annual totals 2027-28: 0; Annual totals 2028-29: 0; Annual totals 2029-30: 0 | 0
C1.2 | New AMR meters requested by existing customers (optants) | Capex | £M | 3 | Annual totals 2025-26: 0; Annual totals 2026-27: 0; Annual totals 2027-28: 0; Annual totals 2028-29: 0; Annual totals 2029-30: 0 | 0
C1.3 | New AMI meters requested by existing customers (optants) | Capex | £M | 3 | Annual totals 2025-26: 0.19402; Annual totals 2026-27: 0.17719; Annual totals 2027-28: 0.17715; Annual totals 2028-29: 0.17679; Annual totals 2029-30: 0.17748 | 0.198
C2 | New meters requested by existing customers (optants) | Opex | £M | 3 | Annual totals 2025-26: 0.0016544; Annual totals 2026-27: 0.0012229; Annual totals 2027-28: 0.0012137; Annual totals 2028-29: 0.00113; Annual totals 2029-30: 0.0012905 | 0.002
C2.1 | New basic meters requested by existing customers (optants) | Opex | £M | 3 | Annual totals 2025-26: 0; Annual totals 2026-27: 0; Annual totals 2027-28: 0; Annual totals 2028-29: 0; Annual totals 2029-30: 0 | 0
C2.2 | New AMR meters requested by existing customers (optants) | Opex | £M | 3 | Annual totals 2025-26: 0; Annual totals 2026-27: 0; Annual totals 2027-28: 0; Annual totals 2028-29: 0; Annual totals 2029-30: 0 | 0
C2.3 | New AMI meters requested by existing customers (optants) | Opex | £M | 3 | Annual totals 2025-26: 0.0016544; Annual totals 2026-27: 0.0012229; Annual totals 2027-28: 0.0012137; Annual totals 2028-29: 0.00113; Annual totals 2029-30: 0.0012905 | 0.002
C3 | New meters requested by existing customers (optants) | Totex | £M | 3 | 0 | 0 | 0 | 0 | 0 | 0 | 0.19567 | 0.17841 | 0.17836 | 0.17792 | 0.17877 | 0.2 | 0 | 0 | 0 | 0 | 0 | 0 | 0 | 0 | 0
C4 | New meters introduced by companies for existing customers | Capex | £M | 3 | Annual totals 2025-26: 7.2694; Annual totals 2026-27: 14.1075; Annual totals 2027-28: 16.3195; Annual totals 2028-29: 17.0476; Annual totals 2029-30: 14.6406 | 54.87
C4.1 | New basic meters introduced by companies for existing customers | Capex | £M | 3 | Annual totals 2025-26: 0; Annual totals 2026-27: 0; Annual totals 2027-28: 0; Annual totals 2028-29: 0; Annual totals 2029-30: 0 | 0
C4.2 | New AMR meters introduced by companies for existing customers | Capex | £M | 3 | Annual totals 2025-26: 0; Annual totals 2026-27: 0; Annual totals 2027-28: 0; Annual totals 2028-29: 0; Annual totals 2029-30: 0 | 0
C4.3 | New AMI meters introduced by companies for existing customers | Capex | £M | 3 | Annual totals 2025-26: 7.2694; Annual totals 2026-27: 14.1075; Annual totals 2027-28: 16.3195; Annual totals 2028-29: 17.0476; Annual totals 2029-30: 14.6406 | 54.87
C5 | New meters introduced by companies for existing customers | Opex | £M | 3 | Annual totals 2025-26: 0.052427; Annual totals 2026-27: 0.084253; Annual totals 2027-28: 0.095566; Annual totals 2028-29: 0.090892; Annual totals 2029-30: 0.085689 | 0.441
C5.1 | New basic meters introduced by companies for existing customers | Opex | £M | 3 | Annual totals 2025-26: 0; Annual totals 2026-27: 0; Annual totals 2027-28: 0; Annual totals 2028-29: 0; Annual totals 2029-30: 0 | 0
C5.2 | New AMR meters introduced by companies for existing customers | Opex | £M | 3 | Annual totals 2025-26: 0; Annual totals 2026-27: 0; Annual totals 2027-28: 0; Annual totals 2028-29: 0; Annual totals 2029-30: 0 | 0
C5.3 | New AMI meters introduced by companies for existing customers | Opex | £M | 3 | Annual totals 2025-26: 0.052427; Annual totals 2026-27: 0.084253; Annual totals 2027-28: 0.095566; Annual totals 2028-29: 0.090892; Annual totals 2029-30: 0.085689 | 0.441
C6 | New meters introduced by companies for existing customers | Totex | £M | 3 | 0 | 0 | 0 | 0 | 0 | 0 | 7.3219 | 14.1917 | 16.415 | 17.1385 | 14.7262 | 55.311 | 0 | 0 | 0 | 0 | 0 | 0 | 0 | 0 | 0
C7 | New meters for existing customers - business | Capex | £M | 3 | Annual totals 2025-26: 0.33187; Annual totals 2026-27: 0.32842; Annual totals 2027-28: 0.32842; Annual totals 2028-29: 0.32842; Annual totals 2029-30: 0.16421 | 0
C7.1 | New basic meters for existing customers - business | Capex | £M | 3 | Annual totals 2025-26: 0; Annual totals 2026-27: 0; Annual totals 2027-28: 0; Annual totals 2028-29: 0; Annual totals 2029-30: 0 | 0
C7.2 | New AMR meters for existing customers - business | Capex | £M | 3 | Annual totals 2025-26: 0; Annual totals 2026-27: 0; Annual totals 2027-28: 0; Annual totals 2028-29: 0; Annual totals 2029-30: 0 | 0
C7.3 | New AMI meters for existing customers - business | Capex | £M | 3 | Annual totals 2025-26: 0.33187; Annual totals 2026-27: 0.32842; Annual totals 2027-28: 0.32842; Annual totals 2028-29: 0.32842; Annual totals 2029-30: 0.16421 | 0
C8 | New meters for existing customers - business | Opex | £M | 3 | Annual totals 2025-26: 0; Annual totals 2026-27: 0; Annual totals 2027-28: 0; Annual totals 2028-29: 0; Annual totals 2029-30: 0 | 0
C8.1 | New basic meters for existing customers - business | Opex | £M | 3 | Annual totals 2025-26: 0; Annual totals 2026-27: 0; Annual totals 2027-28: 0; Annual totals 2028-29: 0; Annual totals 2029-30: 0 | 0
C8.2 | New AMR meters for existing customers - business | Opex | £M | 3 | Annual totals 2025-26: 0; Annual totals 2026-27: 0; Annual totals 2027-28: 0; Annual totals 2028-29: 0; Annual totals 2029-30: 0 | 0
C8.3 | New AMI meters for existing customers - business | Opex | £M | 3 | Annual totals 2025-26: 0; Annual totals 2026-27: 0; Annual totals 2027-28: 0; Annual totals 2028-29: 0; Annual totals 2029-30: 0 | 0
C9 | New basic meters for existing customers - business | Totex | £M | 3 | 0 | 0 | 0 | 0 | 0 | 0 | 0.33187 | 0.32842 | 0.32842 | 0.32842 | 0.16421 | 0 | 0 | 0 | 0 | 0 | 0 | 0 | 0 | 0 | 0
C10 | Replacement of existing basic meters with AMR meters | Capex | £M | 3 | Annual totals 2025-26: 0; Annual totals 2026-27: 0; Annual totals 2027-28: 0; Annual totals 2028-29: 0; Annual totals 2029-30: 0 | 0
C11 | Replacement of existing basic meters with AMI meters | Capex | £M | 3 | Annual totals 2025-26: 1.9192; Annual totals 2026-27: 1.8904; Annual totals 2027-28: 1.8177; Annual totals 2028-29: 1.9356; Annual totals 2029-30: 1.8647 | 8.314
C11a | Replacement of existing AMR meters with AMI meters | Capex | £M | 3 | Annual totals 2025-26: 0.2216; Annual totals 2026-27: 0.21715; Annual totals 2027-28: 0.21195; Annual totals 2028-29: 0.22414; Annual totals 2029-30: 0.21646 | 0.989
C12 | Smart metering infrastructure | Capex | £M | 3 | Annual totals 2025-26: 0.25; Annual totals 2026-27: 0; Annual totals 2027-28: 0; Annual totals 2028-29: 0; Annual totals 2029-30: 0 | 0
C13 | Replacement of existing basic meters with AMR meters | Opex | £M | 3 | Annual totals 2025-26: 0; Annual totals 2026-27: 0; Annual totals 2027-28: 0; Annual totals 2028-29: 0; Annual totals 2029-30: 0 | 0
C14 | Replacement of existing basic meters with AMI meters | Opex | £M | 3 | Annual totals 2025-26: 0.2355; Annual totals 2026-27: 0.20751; Annual totals 2027-28: 0.19743; Annual totals 2028-29: 0.20167; Annual totals 2029-30: 0.20617 | 1.024
C14a | Replacement of existing AMR meters with AMI meters | Opex | £M | 3 | Annual totals 2025-26: 0.028661; Annual totals 2026-27: 0.025255; Annual totals 2027-28: 0.024028; Annual totals 2028-29: 0.024545; Annual totals 2029-30: 0.025092 | 0.125
C15 | Smart metering infrastructure | Opex | £M | 3 | Annual totals 2025-26: 0.2; Annual totals 2026-27: 0.45; Annual totals 2027-28: 0.7; Annual totals 2028-29: 0.96; Annual totals 2029-30: 1.2 | 2.82
C16 | Replacement of existing basic meters with AMR meters | Totex | £M | 3 | 0 | 0 | 0 | 0 | 0 | 0 | 0 | 0 | 0 | 0 | 0 | 0 | 0 | 0 | 0 | 0 | 0 | 0 | 0 | 0 | 0
C17 | Replacement of existing basic meters with AMI meters | Totex | £M | 3 | 0 | 0 | 0 | 0 | 0 | 0 | 2.1546 | 2.0979 | 2.0151 | 2.1373 | 2.0709 | 9.338 | 0 | 0 | 0 | 0 | 0 | 0 | 0 | 0 | 0
C17a | Replacement of existing AMR meters with AMI meters | Totex | £M | 3 | 0 | 0 | 0 | 0 | 0 | 0 | 0.25026 | 0.2424 | 0.23597 | 0.24868 | 0.24155 | 1.114 | 0 | 0 | 0 | 0 | 0 | 0 | 0 | 0 | 0
C18 | Smart metering infrastructure | Totex | £M | 3 | 0 | 0 | 0 | 0 | 0 | 0 | 0.45 | 0.45 | 0.7 | 0.96 | 1.2 | 2.82 | 0 | 0 | 0 | 0 | 0 | 0 | 0 | 0 | 0
C19 | Total metering expenditure | Totex | £M | 3 | 0 | 0 | 0 | 0 | 0 | 0 | 10.7043 | 17.4889 | 19.8729 | 20.9909 | 18.5817 | 68.783 | 0 | 0 | 0 | 0 | 0 | 0 | 0 | 0 | 0
Table 8d: Summary of total enhancement for programme consistent with RAG reporting requirements |  |  |  |  | Annual totals 2019-20: Annual totals | Five year totals
Reference | Expenditure element | Expenditure type | Unit | Decimal places | 2019-20 | 2020-21 | 2021-22 | 2022-23 | 2023-24 | 2024-25 | 2025-26 | 2026-27 | 2027-28 | 2028-29 | 2029-30 | 2030-31 to 2034-35 | 2035-36 to 2039-40 | 2040-41 to 2044-45 | 2045-46 to 2049-50 | 2050-51 to 2054-55 | 2055-56 to 2059-60 | 2060-61 to 2064-65 | 2065-66 to 2069-70 | 2070-71 to 2074-75 | 2075-76 to 2079-80
D1 | Total enhancement expenditure | Capex | £M | 3 | 0 | 0 | 0 | 0 | 0 | 0 | 119.3129 | 105.8975 | 91.6815 | 59.2595 | 56.6103 | 135.6359 | 168.4695 | 135.5218 | 144.6726 | 0 | 0 | 0 | 0 | 0 | 0
D2 | Total enhancement expenditure | Opex | £M | 3 | 0 | 0 | 0 | 0 | 0 | 0 | 3.8731 | 4.2697 | 5.9844 | 6.8658 | 6.9461 | 83.5035 | 80.3242 | 83.1102 | 82.9602 | 0 | 0 | 0 | 0 | 0 | 0
D3 | Total enhancement expenditure | Totex | £M | 3 | 0 | 0 | 0 | 0 | 0 | 0 | 123.1861 | 110.1672 | 97.6659 | 66.1253 | 63.5563 | 219.1395 | 248.7937 | 218.632 | 227.6327 | 0 | 0 | 0 | 0 | 0 | 0
Table 8e: Summary of supply demand benefits for programme consistent with RAG reporting requirements |  |  |  |  | Annual totals 2019-20: Annual totals | Five year totals
Reference | Benefit element | Expenditure type | Unit | Decimal places | 2019-20 | 2020-21 | 2021-22 | 2022-23 | 2023-24 | 2024-25 | 2025-26 | 2026-27 | 2027-28 | 2028-29 | 2029-30 | 2030-31 to 2034-35 | 2035-36 to 2039-40 | 2040-41 to 2044-45 | 2045-46 to 2049-50 | 2050-51 to 2054-55 | 2055-56 to 2059-60 | 2060-61 to 2064-65 | 2065-66 to 2069-70 | 2070-71 to 2074-75 | 2075-76 to 2079-80
E1 | Supply-side improvements | Benefit | Ml/d | 2 | Annual totals 2025-26: 0; Annual totals 2026-27: 0; Annual totals 2027-28: 7; Annual totals 2028-29: 7; Annual totals 2029-30: 7 | 190.5 | 212.5 | 294.5 | 375.5
E2 | Demand-side improvements (excluding leakage and metering) | Benefit | Ml/d | 2 |  |  | 0 | 0 | 0 | 0 | 3.0305 | 5.9487 | 9.3875 | 12.6901 | 15.8052 | 127.9701 | 192.0758 | 232.4655 | 245.458
E3 | Leakage improvements | Benefit | Ml/d | 2 |  |  | 0 | 0 | 0 | 0 | 0.546 | 1.092 | 1.638 | 2.184 | 2.73 | 21.84 | 35.49 | 49.14 | 62.79
E4 | Internal interconnectors* | Benefit | Ml/d | 2 | bar: Annual totals 2019-20 to Annual totals 2023-24
E5 | Metering improvements | Benefit | Ml/d | 2 | 0 | 0 | 0 | 0 | 0 | 0 | 0.221 | 0.21011 | 0.44874 | 1.2925 | 2.0267 | 16.8667 | 18.4144 | 19.1799 | 19.6605 | 0 | 0 | 0 | 0 | 0 | 0
E5.1 | Benefits from new basic meter installations (household) | Benefit | Ml/d | 2 |  |  | 0 | 0 | 0 | 0 | 0 | 0 | 0 | 0 | 0 | 0 | 0 | 0 | 0
E5.2 | Benefits from new AMR meter installations (household) | Benefit | Ml/d | 2 |  |  | 0 | 0 | 0 | 0 | 0 | 0 | 0 | 0 | 0 | 0 | 0 | 0 | 0
E5.3 | Benefits from new AMI meter installations (household) | Benefit | Ml/d | 2 |  |  | 0 | 0 | 0 | 0 | 0.15251 | 0.36523 | 0.38174 | 0.76722 | 1.0969 | 9.4314 | 8.6881 | 13.6609 | 17.3195
E5.4 | Benefits from replacing (or upgrading) existing basic meters with AMR meters (household) | Benefit | Ml/d | 2 |  |  | 0 | 0 | 0 | 0 | 0 | 0 | 0 | 0 | 0 | 0 | 0 | 0 | 0
E5.5 | Benefits from replacing (or upgrading) existing basic or AMR meters with AMI meters (household) | Benefit | Ml/d | 2 |  |  | 0 | 0 | 0 | 0 | 0.068495 | -0.15512 | 0.066993 | 0.52533 | 0.92977 | 7.4353 | 9.7264 | 5.519 | 2.3409
E5.6 | Benefits from replacing (or upgrading) existing basic meters with AMR meters (non-household) | Benefit | Ml/d | 2 |  |  | 0 | 0 | 0 | 0 | 0 | 0 | 0 | 0 | 0 | 0 | 0 | 0 | 0
E5.7 | Benefits from replacing (or upgrading) existing basic or AMR meters with AMI meters (non-household) | Benefit | Ml/d | 2 |  |  | 0 | 0 | 0 | 0 | 0 | 0 | 0 | 0 | 0 | 0 | 0 | 0 | 0
Table 8f: Summary of totex leakage expenditure for programme consistent with RAG reporting requirements |  |  |  |  | Annual totals 2019-20: Annual totals | Five year totals
Reference | Expenditure element | Expenditure type | Unit | Decimal places | 2019-20 | 2020-21 | 2021-22 | 2022-23 | 2023-24 | 2024-25 | 2025-26 | 2026-27 | 2027-28 | 2028-29 | 2029-30 | 2030-31 to 2034-35 | 2035-36 to 2039-40 | 2040-41 to 2044-45 | 2045-46 to 2049-50 | 2050-51 to 2054-55 | 2055-56 to 2059-60 | 2060-61 to 2064-65 | 2065-66 to 2069-70 | 2070-71 to 2074-75 | 2075-76 to 2079-80
F27 | Total leakage activity - Maintaining leakage | Totex | £M | 3 | Annual totals 2025-26: 0; Annual totals 2026-27: 0; Annual totals 2027-28: 0; Annual totals 2028-29: 0; Annual totals 2029-30: 0 | 10.1663 | 17.802 | 17.802 | 17.802
F28 | Total leakage activity - Reducing leakage | Totex | £M | 3 | Annual totals 2025-26: 5.6273; Annual totals 2026-27: 5.6273; Annual totals 2027-28: 5.6273; Annual totals 2028-29: 5.6273; Annual totals 2029-30: 5.6273 | 26.6357 | 28.0872 | 139.0795 | 148.2303
Water Company | Essex & Suffolk Water | Version | 12 |  | Annual totals 2019-20: Back to title page
Planning Scenario | Least Cost Programme | NPV cost associated with plan (£M) | 1325.617
Table 8a: Summary Base Totex expenditure for programme consistent with RAG reporting requirements |  |  |  |  | Annual totals 2019-20: Annual totals | Five year totals
Reference | Expenditure element | Expenditure type | Unit | Decimal places | 2019-20 | 2020-21 | 2021-22 | 2022-23 | 2023-24 | 2024-25 | 2025-26 | 2026-27 | 2027-28 | 2028-29 | 2029-30 | 2030-31 to 2034-35 | 2035-36 to 2039-40 | 2040-41 to 2044-45 | 2045-46 to 2049-50 | 2050-51 to 2054-55 | 2055-56 to 2059-60 | 2060-61 to 2064-65 | 2065-66 to 2069-70 | 2070-71 to 2074-75 | 2075-76 to 2079-80
A1 | Totex increases (base) | Totex | £M | 3 | Annual totals 2025-26: 122.9358; Annual totals 2026-27: 109.9248; Annual totals 2027-28: 97.4299; Annual totals 2028-29: 65.8766; Annual totals 2029-30: 63.3148 | 218.0255 | 248.7937 | 218.632 | 227.6327
A2 | Totex savings (base) | Totex | £M | 3
A3 | Total totex variance (base) | Totex | £M | 3 | 0 | 0 | 0 | 0 | 0 | 0 | 122.9358 | 109.9248 | 97.4299 | 65.8766 | 63.3148 | 218.0255 | 248.7937 | 218.632 | 227.6327 | 0 | 0 | 0 | 0 | 0 | 0
Table 8b: Summary of supply-demand balance enhancement expenditure for programme consistent with RAG reporting requirements |  |  |  |  | Annual totals 2019-20: Annual totals | Five year totals
Reference | Expenditure element | Expenditure type | Unit | Decimal places | 2019-20 | 2020-21 | 2021-22 | 2022-23 | 2023-24 | 2024-25 | 2025-26 | 2026-27 | 2027-28 | 2028-29 | 2029-30 | 2030-31 to 2034-35 | 2035-36 to 2039-40 | 2040-41 to 2044-45 | 2045-46 to 2049-50 | 2050-51 to 2054-55 | 2055-56 to 2059-60 | 2060-61 to 2064-65 | 2065-66 to 2069-70 | 2070-71 to 2074-75 | 2075-76 to 2079-80
B1 | Supply-side improvements | Capex | £M | 3 | Annual totals 2025-26: 68.92; Annual totals 2026-27: 48.97; Annual totals 2027-28: 32.62; Annual totals 2028-29: 32.92; Annual totals 2029-30: 32.92 | 48.94 | 143.94 | 0 | 0
B2 | Supply-side improvements | Opex | £M | 3 | Annual totals 2025-26: 0; Annual totals 2026-27: 0; Annual totals 2027-28: 1.44; Annual totals 2028-29: 1.44; Annual totals 2029-30: 1.44 | 50.1 | 50.1 | 54.7 | 54.7
B3 | Supply-side improvements | Totex | £M | 3 | 0 | 0 | 0 | 0 | 0 | 0 | 68.92 | 48.97 | 34.06 | 34.36 | 34.36 | 99.04 | 194.04 | 54.7 | 54.7 | 0 | 0 | 0 | 0 | 0 | 0
B4 | Demand-side improvements (excl. leakage and metering) | Capex | £M | 3 | Annual totals 2025-26: 0; Annual totals 2026-27: 0; Annual totals 2027-28: 0; Annual totals 2028-29: 0; Annual totals 2029-30: 0 | 0 | 0 | 0 | 0
B5 | Demand-side improvements (excl. leakage and metering) | Opex | £M | 3 | Annual totals 2025-26: 1.8145; Annual totals 2026-27: 1.9611; Annual totals 2027-28: 1.9858; Annual totals 2028-29: 2.0371; Annual totals 2029-30: 1.8774 | 11.3044 | 5.5645 | 3.7504 | 3.6004
B6 | Demand-side improvements (excl. leakage and metering) | Totex | £M | 3 | 0 | 0 | 0 | 0 | 0 | 0 | 1.8145 | 1.9611 | 1.9858 | 2.0371 | 1.8774 | 11.3044 | 5.5645 | 3.7504 | 3.6004 | 0 | 0 | 0 | 0 | 0 | 0
B7 | Leakage improvements | Capex | £M | 3 | Annual totals 2025-26: 4.0869; Annual totals 2026-27: 4.0869; Annual totals 2027-28: 4.0869; Annual totals 2028-29: 4.0869; Annual totals 2029-30: 4.0869 | 22.3249 | 24.5295 | 135.5218 | 144.6726
B8 | Leakage improvements | Opex | £M | 3 | Annual totals 2025-26: 1.5404; Annual totals 2026-27: 1.5404; Annual totals 2027-28: 1.5404; Annual totals 2028-29: 1.5404; Annual totals 2029-30: 1.5404 | 14.4771 | 21.3597 | 21.3597 | 21.3597
B9 | Leakage improvements | Totex | £M | 3 | 0 | 0 | 0 | 0 | 0 | 0 | 5.6273 | 5.6273 | 5.6273 | 5.6273 | 5.6273 | 36.802 | 45.8892 | 156.8815 | 166.0323 | 0 | 0 | 0 | 0 | 0 | 0
B10 | Internal interconnectors | Capex | £M | 3 | Annual totals 2025-26: 36.12; Annual totals 2026-27: 36.12; Annual totals 2027-28: 36.12; Annual totals 2028-29: 2.54; Annual totals 2029-30: 2.54 | 0 | 0 | 0 | 0 | 0 | 0 | 0 | 0 | 0 | 0
B11 | Internal interconnectors | Opex | £M | 3 | Annual totals 2025-26: 0; Annual totals 2026-27: 0; Annual totals 2027-28: 0; Annual totals 2028-29: 0.57; Annual totals 2029-30: 0.57 | 3.21 | 3.3 | 3.3 | 3.3 | 0 | 0 | 0 | 0 | 0 | 0
B12 | Internal interconnectors | Totex | £M | 3 | 0 | 0 | 0 | 0 | 0 | 0 | 36.12 | 36.12 | 36.12 | 3.11 | 3.11 | 3.21 | 3.3 | 3.3 | 3.3 | 0 | 0 | 0 | 0 | 0 | 0
B13 | Strategic regional water resources | Capex | £M | 3 | Annual totals 2025-26: 0; Annual totals 2026-27: 0; Annual totals 2027-28: 0; Annual totals 2028-29: 0; Annual totals 2029-30: 0 | 0 | 0 | 0 | 0 | 0 | 0 | 0 | 0 | 0 | 0
B14 | Strategic regional water resources | Opex | £M | 3 | Annual totals 2025-26: 0; Annual totals 2026-27: 0; Annual totals 2027-28: 0; Annual totals 2028-29: 0; Annual totals 2029-30: 0 | 0 | 0 | 0 | 0 | 0 | 0 | 0 | 0 | 0 | 0
B15 | Strategic regional water resources | Totex | £M | 3 | 0 | 0 | 0 | 0 | 0 | 0 | 0 | 0 | 0 | 0 | 0 | 0 | 0 | 0 | 0 | 0 | 0 | 0 | 0 | 0 | 0
B16 | Total supply demand expenditure | Totex | £M | 3 | 0 | 0 | 0 | 0 | 0 | 0 | 112.4818 | 92.6783 | 77.793 | 45.1344 | 44.9747 | 150.3565 | 248.7937 | 218.632 | 227.6327 | 0 | 0 | 0 | 0 | 0 | 0
Table 8c: Summary of metering enhancement expenditure for programme consistent with RAG reporting requirements |  |  |  |  | Annual totals 2019-20: Annual totals | Five year totals
Reference | Expenditure element | Expenditure type | Unit | Decimal places | 2019-20 | 2020-21 | 2021-22 | 2022-23 | 2023-24 | 2024-25 | 2025-26 | 2026-27 | 2027-28 | 2028-29 | 2029-30 | 2030-31 to 2034-35 | 2035-36 to 2039-40 | 2040-41 to 2044-45 | 2045-46 to 2049-50 | 2050-51 to 2054-55 | 2055-56 to 2059-60 | 2060-61 to 2064-65 | 2065-66 to 2069-70 | 2070-71 to 2074-75 | 2075-76 to 2079-80
C1 | New meters requested by existing customers (optants) | Capex | £M | 3 | Annual totals 2025-26: 0.19402; Annual totals 2026-27: 0.17719; Annual totals 2027-28: 0.17715; Annual totals 2028-29: 0.17679; Annual totals 2029-30: 0.17748 | 0.198
C1.1 | New basic meters requested by existing customers (optants) | Capex | £M | 3 | Annual totals 2025-26: 0; Annual totals 2026-27: 0; Annual totals 2027-28: 0; Annual totals 2028-29: 0; Annual totals 2029-30: 0 | 0
C1.2 | New AMR meters requested by existing customers (optants) | Capex | £M | 3 | Annual totals 2025-26: 0; Annual totals 2026-27: 0; Annual totals 2027-28: 0; Annual totals 2028-29: 0; Annual totals 2029-30: 0 | 0
C1.3 | New AMI meters requested by existing customers (optants) | Capex | £M | 3 | Annual totals 2025-26: 0.19402; Annual totals 2026-27: 0.17719; Annual totals 2027-28: 0.17715; Annual totals 2028-29: 0.17679; Annual totals 2029-30: 0.17748 | 0.198
C2 | New meters requested by existing customers (optants) | Opex | £M | 3 | Annual totals 2025-26: 0.0016544; Annual totals 2026-27: 0.0012229; Annual totals 2027-28: 0.0012137; Annual totals 2028-29: 0.00113; Annual totals 2029-30: 0.0012905 | 0.002
C2.1 | New basic meters requested by existing customers (optants) | Opex | £M | 3 | Annual totals 2025-26: 0; Annual totals 2026-27: 0; Annual totals 2027-28: 0; Annual totals 2028-29: 0; Annual totals 2029-30: 0 | 0
C2.2 | New AMR meters requested by existing customers (optants) | Opex | £M | 3 | Annual totals 2025-26: 0; Annual totals 2026-27: 0; Annual totals 2027-28: 0; Annual totals 2028-29: 0; Annual totals 2029-30: 0 | 0
C2.3 | New AMI meters requested by existing customers (optants) | Opex | £M | 3 | Annual totals 2025-26: 0.0016544; Annual totals 2026-27: 0.0012229; Annual totals 2027-28: 0.0012137; Annual totals 2028-29: 0.00113; Annual totals 2029-30: 0.0012905 | 0.002
C3 | New meters requested by existing customers (optants) | Totex | £M | 3 | 0 | 0 | 0 | 0 | 0 | 0 | 0.19567 | 0.17841 | 0.17836 | 0.17792 | 0.17877 | 0.2 | 0 | 0 | 0 | 0 | 0 | 0 | 0 | 0 | 0
C4 | New meters introduced by companies for existing customers | Capex | £M | 3 | Annual totals 2025-26: 7.2694; Annual totals 2026-27: 14.1075; Annual totals 2027-28: 16.3195; Annual totals 2028-29: 17.0476; Annual totals 2029-30: 14.6406 | 54.87
C4.1 | New basic meters introduced by companies for existing customers | Capex | £M | 3 | Annual totals 2025-26: 0; Annual totals 2026-27: 0; Annual totals 2027-28: 0; Annual totals 2028-29: 0; Annual totals 2029-30: 0 | 0
C4.2 | New AMR meters introduced by companies for existing customers | Capex | £M | 3 | Annual totals 2025-26: 0; Annual totals 2026-27: 0; Annual totals 2027-28: 0; Annual totals 2028-29: 0; Annual totals 2029-30: 0 | 0
C4.3 | New AMI meters introduced by companies for existing customers | Capex | £M | 3 | Annual totals 2025-26: 7.2694; Annual totals 2026-27: 14.1075; Annual totals 2027-28: 16.3195; Annual totals 2028-29: 17.0476; Annual totals 2029-30: 14.6406 | 54.87
C5 | New meters introduced by companies for existing customers | Opex | £M | 3 | Annual totals 2025-26: 0.052427; Annual totals 2026-27: 0.084253; Annual totals 2027-28: 0.095566; Annual totals 2028-29: 0.090892; Annual totals 2029-30: 0.085689 | 0.441
C5.1 | New basic meters introduced by companies for existing customers | Opex | £M | 3 | Annual totals 2025-26: 0; Annual totals 2026-27: 0; Annual totals 2027-28: 0; Annual totals 2028-29: 0; Annual totals 2029-30: 0 | 0
C5.2 | New AMR meters introduced by companies for existing customers | Opex | £M | 3 | Annual totals 2025-26: 0; Annual totals 2026-27: 0; Annual totals 2027-28: 0; Annual totals 2028-29: 0; Annual totals 2029-30: 0 | 0
C5.3 | New AMI meters introduced by companies for existing customers | Opex | £M | 3 | Annual totals 2025-26: 0.052427; Annual totals 2026-27: 0.084253; Annual totals 2027-28: 0.095566; Annual totals 2028-29: 0.090892; Annual totals 2029-30: 0.085689 | 0.441
C6 | New meters introduced by companies for existing customers | Totex | £M | 3 | 0 | 0 | 0 | 0 | 0 | 0 | 7.3219 | 14.1917 | 16.415 | 17.1385 | 14.7262 | 55.311 | 0 | 0 | 0 | 0 | 0 | 0 | 0 | 0 | 0
C7 | New meters for existing customers - business | Capex | £M | 3 | Annual totals 2025-26: 0.33187; Annual totals 2026-27: 0.32842; Annual totals 2027-28: 0.32842; Annual totals 2028-29: 0.32842; Annual totals 2029-30: 0.16421 | 0
C7.1 | New basic meters for existing customers - business | Capex | £M | 3 | Annual totals 2025-26: 0; Annual totals 2026-27: 0; Annual totals 2027-28: 0; Annual totals 2028-29: 0; Annual totals 2029-30: 0 | 0
C7.2 | New AMR meters for existing customers - business | Capex | £M | 3 | Annual totals 2025-26: 0; Annual totals 2026-27: 0; Annual totals 2027-28: 0; Annual totals 2028-29: 0; Annual totals 2029-30: 0 | 0
C7.3 | New AMI meters for existing customers - business | Capex | £M | 3 | Annual totals 2025-26: 0.33187; Annual totals 2026-27: 0.32842; Annual totals 2027-28: 0.32842; Annual totals 2028-29: 0.32842; Annual totals 2029-30: 0.16421 | 0
C8 | New meters for existing customers - business | Opex | £M | 3 | Annual totals 2025-26: 0; Annual totals 2026-27: 0; Annual totals 2027-28: 0; Annual totals 2028-29: 0; Annual totals 2029-30: 0 | 0
C8.1 | New basic meters for existing customers - business | Opex | £M | 3 | Annual totals 2025-26: 0; Annual totals 2026-27: 0; Annual totals 2027-28: 0; Annual totals 2028-29: 0; Annual totals 2029-30: 0 | 0
C8.2 | New AMR meters for existing customers - business | Opex | £M | 3 | Annual totals 2025-26: 0; Annual totals 2026-27: 0; Annual totals 2027-28: 0; Annual totals 2028-29: 0; Annual totals 2029-30: 0 | 0
C8.3 | New AMI meters for existing customers - business | Opex | £M | 3 | Annual totals 2025-26: 0; Annual totals 2026-27: 0; Annual totals 2027-28: 0; Annual totals 2028-29: 0; Annual totals 2029-30: 0 | 0
C9 | New basic meters for existing customers - business | Totex | £M | 3 | 0 | 0 | 0 | 0 | 0 | 0 | 0.33187 | 0.32842 | 0.32842 | 0.32842 | 0.16421 | 0 | 0 | 0 | 0 | 0 | 0 | 0 | 0 | 0 | 0
C10 | Replacement of existing basic meters with AMR meters | Capex | £M | 3 | Annual totals 2025-26: 0; Annual totals 2026-27: 0; Annual totals 2027-28: 0; Annual totals 2028-29: 0; Annual totals 2029-30: 0 | 0
C11 | Replacement of existing basic meters with AMI meters | Capex | £M | 3 | Annual totals 2025-26: 1.9192; Annual totals 2026-27: 1.8904; Annual totals 2027-28: 1.8177; Annual totals 2028-29: 1.9356; Annual totals 2029-30: 1.8647 | 8.314
C11a | Replacement of existing AMR meters with AMI meters | Capex | £M | 3 | Annual totals 2025-26: 0.2216; Annual totals 2026-27: 0.21715; Annual totals 2027-28: 0.21195; Annual totals 2028-29: 0.22414; Annual totals 2029-30: 0.21646 | 0.989
C12 | Smart metering infrastructure | Capex | £M | 3 | Annual totals 2025-26: 0.25; Annual totals 2026-27: 0; Annual totals 2027-28: 0; Annual totals 2028-29: 0; Annual totals 2029-30: 0 | 0
C13 | Replacement of existing basic meters with AMR meters | Opex | £M | 3 | Annual totals 2025-26: 0; Annual totals 2026-27: 0; Annual totals 2027-28: 0; Annual totals 2028-29: 0; Annual totals 2029-30: 0 | 0
C14 | Replacement of existing basic meters with AMI meters | Opex | £M | 3 | Annual totals 2025-26: 0.2355; Annual totals 2026-27: 0.20751; Annual totals 2027-28: 0.19743; Annual totals 2028-29: 0.20167; Annual totals 2029-30: 0.20617 | 1.024
C14a | Replacement of existing AMR meters with AMI meters | Opex | £M | 3 | Annual totals 2025-26: 0.028661; Annual totals 2026-27: 0.025255; Annual totals 2027-28: 0.024028; Annual totals 2028-29: 0.024545; Annual totals 2029-30: 0.025092 | 0.125
C15 | Smart metering infrastructure | Opex | £M | 3 | Annual totals 2025-26: 0.2; Annual totals 2026-27: 0.45; Annual totals 2027-28: 0.7; Annual totals 2028-29: 0.96; Annual totals 2029-30: 1.2 | 2.82
C16 | Replacement of existing basic meters with AMR meters | Totex | £M | 3 | 0 | 0 | 0 | 0 | 0 | 0 | 0 | 0 | 0 | 0 | 0 | 0 | 0 | 0 | 0 | 0 | 0 | 0 | 0 | 0 | 0
C17 | Replacement of existing basic meters with AMI meters | Totex | £M | 3 | 0 | 0 | 0 | 0 | 0 | 0 | 2.1546 | 2.0979 | 2.0151 | 2.1373 | 2.0709 | 9.338 | 0 | 0 | 0 | 0 | 0 | 0 | 0 | 0 | 0
C17a | Replacement of existing AMR meters with AMI meters | Totex | £M | 3 | 0 | 0 | 0 | 0 | 0 | 0 | 0.25026 | 0.2424 | 0.23597 | 0.24868 | 0.24155 | 1.114 | 0 | 0 | 0 | 0 | 0 | 0 | 0 | 0 | 0
C18 | Smart metering infrastructure | Totex | £M | 3 | 0 | 0 | 0 | 0 | 0 | 0 | 0.45 | 0.45 | 0.7 | 0.96 | 1.2 | 2.82 | 0 | 0 | 0 | 0 | 0 | 0 | 0 | 0 | 0
C19 | Total metering expenditure | Totex | £M | 3 | 0 | 0 | 0 | 0 | 0 | 0 | 10.4541 | 17.2465 | 19.6369 | 20.7422 | 18.3401 | 67.669 | 0 | 0 | 0 | 0 | 0 | 0 | 0 | 0 | 0
Table 8d: Summary of total enhancement for programme consistent with RAG reporting requirements |  |  |  |  | Annual totals 2019-20: Annual totals | Five year totals
Reference | Expenditure element | Expenditure type | Unit | Decimal places | 2019-20 | 2020-21 | 2021-22 | 2022-23 | 2023-24 | 2024-25 | 2025-26 | 2026-27 | 2027-28 | 2028-29 | 2029-30 | 2030-31 to 2034-35 | 2035-36 to 2039-40 | 2040-41 to 2044-45 | 2045-46 to 2049-50 | 2050-51 to 2054-55 | 2055-56 to 2059-60 | 2060-61 to 2064-65 | 2065-66 to 2069-70 | 2070-71 to 2074-75 | 2075-76 to 2079-80
D1 | Total enhancement expenditure | Capex | £M | 3 | 0 | 0 | 0 | 0 | 0 | 0 | 119.3129 | 105.8975 | 91.6815 | 59.2595 | 56.6103 | 135.6359 | 168.4695 | 135.5218 | 144.6726 | 0 | 0 | 0 | 0 | 0 | 0
D2 | Total enhancement expenditure | Opex | £M | 3 | 0 | 0 | 0 | 0 | 0 | 0 | 3.8731 | 4.2697 | 5.9844 | 6.8658 | 6.9461 | 83.5035 | 80.3242 | 83.1102 | 82.9602 | 0 | 0 | 0 | 0 | 0 | 0
D3 | Total enhancement expenditure | Totex | £M | 3 | 0 | 0 | 0 | 0 | 0 | 0 | 123.1861 | 110.1672 | 97.6659 | 66.1253 | 63.5563 | 219.1395 | 248.7937 | 218.632 | 227.6327 | 0 | 0 | 0 | 0 | 0 | 0
Table 8e: Summary of supply demand benefits for programme consistent with RAG reporting requirements |  |  |  |  | Annual totals 2019-20: Annual totals | Five year totals
Reference | Benefit element | Expenditure type | Unit | Decimal places | 2019-20 | 2020-21 | 2021-22 | 2022-23 | 2023-24 | 2024-25 | 2025-26 | 2026-27 | 2027-28 | 2028-29 | 2029-30 | 2030-31 to 2034-35 | 2035-36 to 2039-40 | 2040-41 to 2044-45 | 2045-46 to 2049-50 | 2050-51 to 2054-55 | 2055-56 to 2059-60 | 2060-61 to 2064-65 | 2065-66 to 2069-70 | 2070-71 to 2074-75 | 2075-76 to 2079-80
E1 | Supply-side improvements | Benefit | Ml/d | 2 | Annual totals 2025-26: 0; Annual totals 2026-27: 0; Annual totals 2027-28: 7; Annual totals 2028-29: 7; Annual totals 2029-30: 7 | 190.5 | 212.5 | 294.5 | 375.5
E2 | Demand-side improvements (excluding leakage and metering) | Benefit | Ml/d | 2 |  |  | 0 | 0 | 0 | 0 | 3.0305 | 5.9487 | 9.3875 | 12.6901 | 15.8052 | 127.9701 | 192.0758 | 232.4655 | 245.458
E3 | Leakage improvements | Benefit | Ml/d | 2 |  |  | 0 | 0 | 0 | 0 | 0.546 | 1.092 | 1.638 | 2.184 | 2.73 | 21.84 | 35.49 | 49.14 | 62.79
E4 | Internal interconnectors* | Benefit | Ml/d | 2 | bar: Annual totals 2019-20 to Annual totals 2023-24
E5 | Metering improvements | Benefit | Ml/d | 2 | 0 | 0 | 0 | 0 | 0 | 0 | 0.221 | 0.21011 | 0.44874 | 1.2925 | 2.0267 | 16.8667 | 18.4144 | 19.1799 | 19.6605 | 0 | 0 | 0 | 0 | 0 | 0
E5.1 | Benefits from new basic meter installations (household) | Benefit | Ml/d | 2 |  |  | 0 | 0 | 0 | 0 | 0 | 0 | 0 | 0 | 0 | 0 | 0 | 0 | 0
E5.2 | Benefits from new AMR meter installations (household) | Benefit | Ml/d | 2 |  |  | 0 | 0 | 0 | 0 | 0 | 0 | 0 | 0 | 0 | 0 | 0 | 0 | 0
E5.3 | Benefits from new AMI meter installations (household) | Benefit | Ml/d | 2 |  |  | 0 | 0 | 0 | 0 | 0.15251 | 0.36523 | 0.38174 | 0.76722 | 1.0969 | 9.4314 | 8.6881 | 13.6609 | 17.3195
E5.4 | Benefits from replacing (or upgrading) existing basic meters with AMR meters (household) | Benefit | Ml/d | 2 |  |  | 0 | 0 | 0 | 0 | 0 | 0 | 0 | 0 | 0 | 0 | 0 | 0 | 0
E5.5 | Benefits from replacing (or upgrading) existing basic or AMR meters with AMI meters (household) | Benefit | Ml/d | 2 |  |  | 0 | 0 | 0 | 0 | 0.068495 | -0.15512 | 0.066993 | 0.52533 | 0.92977 | 7.4353 | 9.7264 | 5.519 | 2.3409
E5.6 | Benefits from replacing (or upgrading) existing basic meters with AMR meters (non-household) | Benefit | Ml/d | 2 |  |  | 0 | 0 | 0 | 0 | 0 | 0 | 0 | 0 | 0 | 0 | 0 | 0 | 0
E5.7 | Benefits from replacing (or upgrading) existing basic or AMR meters with AMI meters (non-household) | Benefit | Ml/d | 2 |  |  | 0 | 0 | 0 | 0 | 0 | 0 | 0 | 0 | 0 | 0 | 0 | 0 | 0
Table 8f: Summary of totex leakage expenditure for programme consistent with RAG reporting requirements |  |  |  |  | Annual totals 2019-20: Annual totals | Five year totals
Reference | Expenditure element | Expenditure type | Unit | Decimal places | 2019-20 | 2020-21 | 2021-22 | 2022-23 | 2023-24 | 2024-25 | 2025-26 | 2026-27 | 2027-28 | 2028-29 | 2029-30 | 2030-31 to 2034-35 | 2035-36 to 2039-40 | 2040-41 to 2044-45 | 2045-46 to 2049-50 | 2050-51 to 2054-55 | 2055-56 to 2059-60 | 2060-61 to 2064-65 | 2065-66 to 2069-70 | 2070-71 to 2074-75 | 2075-76 to 2079-80
F27 | Total leakage activity - Maintaining leakage | Totex | £M | 3 | Annual totals 2025-26: 0; Annual totals 2026-27: 0; Annual totals 2027-28: 0; Annual totals 2028-29: 0; Annual totals 2029-30: 0 | 10.1663 | 17.802 | 17.802 | 17.802
F28 | Total leakage activity - Reducing leakage | Totex | £M | 3 | Annual totals 2025-26: 5.6273; Annual totals 2026-27: 5.6273; Annual totals 2027-28: 5.6273; Annual totals 2028-29: 5.6273; Annual totals 2029-30: 5.6273 | 26.6357 | 28.0872 | 139.0795 | 148.2303
Water Company | Essex & Suffolk Water | Version | 12 |  | Annual totals 2019-20: Back to title page
Planning Scenario | Ofwat Core programme | NPV cost associated with plan (£M) | 1181.2502
Table 8a: Summary Base Totex expenditure for programme consistent with RAG reporting requirements |  |  |  |  | Annual totals 2019-20: Annual totals | Five year totals
Reference | Expenditure element | Expenditure type | Unit | Decimal places | 2019-20 | 2020-21 | 2021-22 | 2022-23 | 2023-24 | 2024-25 | 2025-26 | 2026-27 | 2027-28 | 2028-29 | 2029-30 | 2030-31 to 2034-35 | 2035-36 to 2039-40 | 2040-41 to 2044-45 | 2045-46 to 2049-50 | 2050-51 to 2054-55 | 2055-56 to 2059-60 | 2060-61 to 2064-65 | 2065-66 to 2069-70 | 2070-71 to 2074-75 | 2075-76 to 2079-80
A1 | Totex increases (base) | Totex | £M | 3 | Annual totals 2025-26: 99.9658; Annual totals 2026-27: 109.9248; Annual totals 2027-28: 97.4299; Annual totals 2028-29: 65.8766; Annual totals 2029-30: 63.3148 | 172.0855 | 104.8537 | 214.032 | 223.0327
A2 | Totex savings (base) | Totex | £M | 3
A3 | Total totex variance (base) | Totex | £M | 3 | 0 | 0 | 0 | 0 | 0 | 0 | 99.9658 | 109.9248 | 97.4299 | 65.8766 | 63.3148 | 172.0855 | 104.8537 | 214.032 | 223.0327 | 0 | 0 | 0 | 0 | 0 | 0
Table 8b: Summary of supply-demand balance enhancement expenditure for programme consistent with RAG reporting requirements |  |  |  |  | Annual totals 2019-20: Annual totals | Five year totals
Reference | Expenditure element | Expenditure type | Unit | Decimal places | 2019-20 | 2020-21 | 2021-22 | 2022-23 | 2023-24 | 2024-25 | 2025-26 | 2026-27 | 2027-28 | 2028-29 | 2029-30 | 2030-31 to 2034-35 | 2035-36 to 2039-40 | 2040-41 to 2044-45 | 2045-46 to 2049-50 | 2050-51 to 2054-55 | 2055-56 to 2059-60 | 2060-61 to 2064-65 | 2065-66 to 2069-70 | 2070-71 to 2074-75 | 2075-76 to 2079-80
B1 | Supply-side improvements | Capex | £M | 3 | Annual totals 2025-26: 45.95; Annual totals 2026-27: 48.97; Annual totals 2027-28: 32.62; Annual totals 2028-29: 32.92; Annual totals 2029-30: 32.92 | 3 | 0 | 0 | 0
B2 | Supply-side improvements | Opex | £M | 3 | Annual totals 2025-26: 0; Annual totals 2026-27: 0; Annual totals 2027-28: 1.44; Annual totals 2028-29: 1.44; Annual totals 2029-30: 1.44 | 50.1 | 50.1 | 50.1 | 50.1
B3 | Supply-side improvements | Totex | £M | 3 | 0 | 0 | 0 | 0 | 0 | 0 | 45.95 | 48.97 | 34.06 | 34.36 | 34.36 | 53.1 | 50.1 | 50.1 | 50.1 | 0 | 0 | 0 | 0 | 0 | 0
B4 | Demand-side improvements (excl. leakage and metering) | Capex | £M | 3 | Annual totals 2025-26: 0; Annual totals 2026-27: 0; Annual totals 2027-28: 0; Annual totals 2028-29: 0; Annual totals 2029-30: 0 | 0 | 0 | 0 | 0
B5 | Demand-side improvements (excl. leakage and metering) | Opex | £M | 3 | Annual totals 2025-26: 1.8145; Annual totals 2026-27: 1.9611; Annual totals 2027-28: 1.9858; Annual totals 2028-29: 2.0371; Annual totals 2029-30: 1.8774 | 11.3044 | 5.5645 | 3.7504 | 3.6004
B6 | Demand-side improvements (excl. leakage and metering) | Totex | £M | 3 | 0 | 0 | 0 | 0 | 0 | 0 | 1.8145 | 1.9611 | 1.9858 | 2.0371 | 1.8774 | 11.3044 | 5.5645 | 3.7504 | 3.6004 | 0 | 0 | 0 | 0 | 0 | 0
B7 | Leakage improvements | Capex | £M | 3 | Annual totals 2025-26: 4.0869; Annual totals 2026-27: 4.0869; Annual totals 2027-28: 4.0869; Annual totals 2028-29: 4.0869; Annual totals 2029-30: 4.0869 | 22.3249 | 24.5295 | 135.5218 | 144.6726
B8 | Leakage improvements | Opex | £M | 3 | Annual totals 2025-26: 1.5404; Annual totals 2026-27: 1.5404; Annual totals 2027-28: 1.5404; Annual totals 2028-29: 1.5404; Annual totals 2029-30: 1.5404 | 14.4771 | 21.3597 | 21.3597 | 21.3597
B9 | Leakage improvements | Totex | £M | 3 | 0 | 0 | 0 | 0 | 0 | 0 | 5.6273 | 5.6273 | 5.6273 | 5.6273 | 5.6273 | 36.802 | 45.8892 | 156.8815 | 166.0323 | 0 | 0 | 0 | 0 | 0 | 0
B10 | Internal interconnectors | Capex | £M | 3 | Annual totals 2025-26: 36.12; Annual totals 2026-27: 36.12; Annual totals 2027-28: 36.12; Annual totals 2028-29: 2.54; Annual totals 2029-30: 2.54 | 0 | 0 | 0 | 0
B11 | Internal interconnectors | Opex | £M | 3 | Annual totals 2025-26: 0; Annual totals 2026-27: 0; Annual totals 2027-28: 0; Annual totals 2028-29: 0.57; Annual totals 2029-30: 0.57 | 3.21 | 3.3 | 3.3 | 3.3
B12 | Internal interconnectors | Totex | £M | 3 | 0 | 0 | 0 | 0 | 0 | 0 | 36.12 | 36.12 | 36.12 | 3.11 | 3.11 | 3.21 | 3.3 | 3.3 | 3.3 | 0 | 0 | 0 | 0 | 0 | 0
B13 | Strategic regional water resources | Capex | £M | 3 | Annual totals 2025-26: 0; Annual totals 2026-27: 0; Annual totals 2027-28: 0; Annual totals 2028-29: 0; Annual totals 2029-30: 0 | 0 | 0 | 0 | 0
B14 | Strategic regional water resources | Opex | £M | 3 | Annual totals 2025-26: 0; Annual totals 2026-27: 0; Annual totals 2027-28: 0; Annual totals 2028-29: 0; Annual totals 2029-30: 0 | 0 | 0 | 0 | 0
B15 | Strategic regional water resources | Totex | £M | 3 | 0 | 0 | 0 | 0 | 0 | 0 | 0 | 0 | 0 | 0 | 0 | 0 | 0 | 0 | 0 | 0 | 0 | 0 | 0 | 0 | 0
B16 | Total supply demand expenditure | Totex | £M | 3 | 0 | 0 | 0 | 0 | 0 | 0 | 89.5118 | 92.6783 | 77.793 | 45.1344 | 44.9747 | 104.4165 | 104.8537 | 214.032 | 223.0327 | 0 | 0 | 0 | 0 | 0 | 0
Table 8c: Summary of metering enhancement expenditure for programme consistent with RAG reporting requirements |  |  |  |  | Annual totals 2019-20: Annual totals | Five year totals
Reference | Expenditure element | Expenditure type | Unit | Decimal places | 2019-20 | 2020-21 | 2021-22 | 2022-23 | 2023-24 | 2024-25 | 2025-26 | 2026-27 | 2027-28 | 2028-29 | 2029-30 | 2030-31 to 2034-35 | 2035-36 to 2039-40 | 2040-41 to 2044-45 | 2045-46 to 2049-50 | 2050-51 to 2054-55 | 2055-56 to 2059-60 | 2060-61 to 2064-65 | 2065-66 to 2069-70 | 2070-71 to 2074-75 | 2075-76 to 2079-80
C1 | New meters requested by existing customers (optants) | Capex | £M | 3 | Annual totals 2025-26: 0.19402; Annual totals 2026-27: 0.17719; Annual totals 2027-28: 0.17715; Annual totals 2028-29: 0.17679; Annual totals 2029-30: 0.17748 | 0.198
C1.1 | New basic meters requested by existing customers (optants) | Capex | £M | 3 | Annual totals 2025-26: 0; Annual totals 2026-27: 0; Annual totals 2027-28: 0; Annual totals 2028-29: 0; Annual totals 2029-30: 0 | 0
C1.2 | New AMR meters requested by existing customers (optants) | Capex | £M | 3 | Annual totals 2025-26: 0; Annual totals 2026-27: 0; Annual totals 2027-28: 0; Annual totals 2028-29: 0; Annual totals 2029-30: 0 | 0
C1.3 | New AMI meters requested by existing customers (optants) | Capex | £M | 3 | Annual totals 2025-26: 0.19402; Annual totals 2026-27: 0.17719; Annual totals 2027-28: 0.17715; Annual totals 2028-29: 0.17679; Annual totals 2029-30: 0.17748 | 0.198
C2 | New meters requested by existing customers (optants) | Opex | £M | 3 | Annual totals 2025-26: 0.0016544; Annual totals 2026-27: 0.0012229; Annual totals 2027-28: 0.0012137; Annual totals 2028-29: 0.00113; Annual totals 2029-30: 0.0012905 | 0.002
C2.1 | New basic meters requested by existing customers (optants) | Opex | £M | 3 | Annual totals 2025-26: 0; Annual totals 2026-27: 0; Annual totals 2027-28: 0; Annual totals 2028-29: 0; Annual totals 2029-30: 0 | 0
C2.2 | New AMR meters requested by existing customers (optants) | Opex | £M | 3 | Annual totals 2025-26: 0; Annual totals 2026-27: 0; Annual totals 2027-28: 0; Annual totals 2028-29: 0; Annual totals 2029-30: 0 | 0
C2.3 | New AMI meters requested by existing customers (optants) | Opex | £M | 3 | Annual totals 2025-26: 0.0016544; Annual totals 2026-27: 0.0012229; Annual totals 2027-28: 0.0012137; Annual totals 2028-29: 0.00113; Annual totals 2029-30: 0.0012905 | 0.002
C3 | New meters requested by existing customers (optants) | Totex | £M | 3 | 0 | 0 | 0 | 0 | 0 | 0 | 0.19567 | 0.17841 | 0.17836 | 0.17792 | 0.17877 | 0.2 | 0 | 0 | 0 | 0 | 0 | 0 | 0 | 0 | 0
C4 | New meters introduced by companies for existing customers | Capex | £M | 3 | Annual totals 2025-26: 7.2694; Annual totals 2026-27: 14.1075; Annual totals 2027-28: 16.3195; Annual totals 2028-29: 17.0476; Annual totals 2029-30: 14.6406 | 54.87
C4.1 | New basic meters introduced by companies for existing customers | Capex | £M | 3 | Annual totals 2025-26: 0; Annual totals 2026-27: 0; Annual totals 2027-28: 0; Annual totals 2028-29: 0; Annual totals 2029-30: 0 | 0
C4.2 | New AMR meters introduced by companies for existing customers | Capex | £M | 3 | Annual totals 2025-26: 0; Annual totals 2026-27: 0; Annual totals 2027-28: 0; Annual totals 2028-29: 0; Annual totals 2029-30: 0 | 0
C4.3 | New AMI meters introduced by companies for existing customers | Capex | £M | 3 | Annual totals 2025-26: 7.2694; Annual totals 2026-27: 14.1075; Annual totals 2027-28: 16.3195; Annual totals 2028-29: 17.0476; Annual totals 2029-30: 14.6406 | 54.87
C5 | New meters introduced by companies for existing customers | Opex | £M | 3 | Annual totals 2025-26: 0.052427; Annual totals 2026-27: 0.084253; Annual totals 2027-28: 0.095566; Annual totals 2028-29: 0.090892; Annual totals 2029-30: 0.085689 | 0.441
C5.1 | New basic meters introduced by companies for existing customers | Opex | £M | 3 | Annual totals 2025-26: 0; Annual totals 2026-27: 0; Annual totals 2027-28: 0; Annual totals 2028-29: 0; Annual totals 2029-30: 0 | 0
C5.2 | New AMR meters introduced by companies for existing customers | Opex | £M | 3 | Annual totals 2025-26: 0; Annual totals 2026-27: 0; Annual totals 2027-28: 0; Annual totals 2028-29: 0; Annual totals 2029-30: 0 | 0
C5.3 | New AMI meters introduced by companies for existing customers | Opex | £M | 3 | Annual totals 2025-26: 0.052427; Annual totals 2026-27: 0.084253; Annual totals 2027-28: 0.095566; Annual totals 2028-29: 0.090892; Annual totals 2029-30: 0.085689 | 0.441
C6 | New meters introduced by companies for existing customers | Totex | £M | 3 | 0 | 0 | 0 | 0 | 0 | 0 | 7.3219 | 14.1917 | 16.415 | 17.1385 | 14.7262 | 55.311 | 0 | 0 | 0 | 0 | 0 | 0 | 0 | 0 | 0
C7 | New meters for existing customers - business | Capex | £M | 3 | Annual totals 2025-26: 0.33187; Annual totals 2026-27: 0.32842; Annual totals 2027-28: 0.32842; Annual totals 2028-29: 0.32842; Annual totals 2029-30: 0.16421 | 0
C7.1 | New basic meters for existing customers - business | Capex | £M | 3 | Annual totals 2025-26: 0; Annual totals 2026-27: 0; Annual totals 2027-28: 0; Annual totals 2028-29: 0; Annual totals 2029-30: 0 | 0
C7.2 | New AMR meters for existing customers - business | Capex | £M | 3 | Annual totals 2025-26: 0; Annual totals 2026-27: 0; Annual totals 2027-28: 0; Annual totals 2028-29: 0; Annual totals 2029-30: 0 | 0
C7.3 | New AMI meters for existing customers - business | Capex | £M | 3 | Annual totals 2025-26: 0.33187; Annual totals 2026-27: 0.32842; Annual totals 2027-28: 0.32842; Annual totals 2028-29: 0.32842; Annual totals 2029-30: 0.16421 | 0
C8 | New meters for existing customers - business | Opex | £M | 3 | Annual totals 2025-26: 0; Annual totals 2026-27: 0; Annual totals 2027-28: 0; Annual totals 2028-29: 0; Annual totals 2029-30: 0 | 0
C8.1 | New basic meters for existing customers - business | Opex | £M | 3 | Annual totals 2025-26: 0; Annual totals 2026-27: 0; Annual totals 2027-28: 0; Annual totals 2028-29: 0; Annual totals 2029-30: 0 | 0
C8.2 | New AMR meters for existing customers - business | Opex | £M | 3 | Annual totals 2025-26: 0; Annual totals 2026-27: 0; Annual totals 2027-28: 0; Annual totals 2028-29: 0; Annual totals 2029-30: 0 | 0
C8.3 | New AMI meters for existing customers - business | Opex | £M | 3 | Annual totals 2025-26: 0; Annual totals 2026-27: 0; Annual totals 2027-28: 0; Annual totals 2028-29: 0; Annual totals 2029-30: 0 | 0
C9 | New basic meters for existing customers - business | Totex | £M | 3 | 0 | 0 | 0 | 0 | 0 | 0 | 0.33187 | 0.32842 | 0.32842 | 0.32842 | 0.16421 | 0 | 0 | 0 | 0 | 0 | 0 | 0 | 0 | 0 | 0
C10 | Replacement of existing basic meters with AMR meters | Capex | £M | 3 | Annual totals 2025-26: 0; Annual totals 2026-27: 0; Annual totals 2027-28: 0; Annual totals 2028-29: 0; Annual totals 2029-30: 0 | 0
C11 | Replacement of existing basic meters with AMI meters | Capex | £M | 3 | Annual totals 2025-26: 1.9192; Annual totals 2026-27: 1.8904; Annual totals 2027-28: 1.8177; Annual totals 2028-29: 1.9356; Annual totals 2029-30: 1.8647 | 8.314
C11a | Replacement of existing AMR meters with AMI meters | Capex | £M | 3 | Annual totals 2025-26: 0.2216; Annual totals 2026-27: 0.21715; Annual totals 2027-28: 0.21195; Annual totals 2028-29: 0.22414; Annual totals 2029-30: 0.21646 | 0.989
C12 | Smart metering infrastructure | Capex | £M | 3 | Annual totals 2025-26: 0.25; Annual totals 2026-27: 0; Annual totals 2027-28: 0; Annual totals 2028-29: 0; Annual totals 2029-30: 0 | 0
C13 | Replacement of existing basic meters with AMR meters | Opex | £M | 3 | Annual totals 2025-26: 0; Annual totals 2026-27: 0; Annual totals 2027-28: 0; Annual totals 2028-29: 0; Annual totals 2029-30: 0 | 0
C14 | Replacement of existing basic meters with AMI meters | Opex | £M | 3 | Annual totals 2025-26: 0.2355; Annual totals 2026-27: 0.20751; Annual totals 2027-28: 0.19743; Annual totals 2028-29: 0.20167; Annual totals 2029-30: 0.20617 | 1.024
C14a | Replacement of existing AMR meters with AMI meters | Opex | £M | 3 | Annual totals 2025-26: 0.028661; Annual totals 2026-27: 0.025255; Annual totals 2027-28: 0.024028; Annual totals 2028-29: 0.024545; Annual totals 2029-30: 0.025092 | 0.125
C15 | Smart metering infrastructure | Opex | £M | 3 | Annual totals 2025-26: 0.2; Annual totals 2026-27: 0.45; Annual totals 2027-28: 0.7; Annual totals 2028-29: 0.96; Annual totals 2029-30: 1.2 | 2.82
C16 | Replacement of existing basic meters with AMR meters | Totex | £M | 3 | 0 | 0 | 0 | 0 | 0 | 0 | 0 | 0 | 0 | 0 | 0 | 0 | 0 | 0 | 0 | 0 | 0 | 0 | 0 | 0 | 0
C17 | Replacement of existing basic meters with AMI meters | Totex | £M | 3 | 0 | 0 | 0 | 0 | 0 | 0 | 2.1546 | 2.0979 | 2.0151 | 2.1373 | 2.0709 | 9.338 | 0 | 0 | 0 | 0 | 0 | 0 | 0 | 0 | 0
C17a | Replacement of existing AMR meters with AMI meters | Totex | £M | 3 | 0 | 0 | 0 | 0 | 0 | 0 | 0.25026 | 0.2424 | 0.23597 | 0.24868 | 0.24155 | 1.114 | 0 | 0 | 0 | 0 | 0 | 0 | 0 | 0 | 0
C18 | Smart metering infrastructure | Totex | £M | 3 | 0 | 0 | 0 | 0 | 0 | 0 | 0.45 | 0.45 | 0.7 | 0.96 | 1.2 | 2.82 | 0 | 0 | 0 | 0 | 0 | 0 | 0 | 0 | 0
C19 | Total metering expenditure | Totex | £M | 3 | 0 | 0 | 0 | 0 | 0 | 0 | 10.4541 | 17.2465 | 19.6369 | 20.7422 | 18.3401 | 67.669 | 0 | 0 | 0 | 0 | 0 | 0 | 0 | 0 | 0
Table 8d: Summary of total enhancement for programme consistent with RAG reporting requirements |  |  |  |  | Annual totals 2019-20: Annual totals | Five year totals
Reference | Expenditure element | Expenditure type | Unit | Decimal places | 2019-20 | 2020-21 | 2021-22 | 2022-23 | 2023-24 | 2024-25 | 2025-26 | 2026-27 | 2027-28 | 2028-29 | 2029-30 | 2030-31 to 2034-35 | 2035-36 to 2039-40 | 2040-41 to 2044-45 | 2045-46 to 2049-50 | 2050-51 to 2054-55 | 2055-56 to 2059-60 | 2060-61 to 2064-65 | 2065-66 to 2069-70 | 2070-71 to 2074-75 | 2075-76 to 2079-80
D1 | Total enhancement expenditure | Capex | £M | 3 | 0 | 0 | 0 | 0 | 0 | 0 | 96.3429 | 105.8975 | 91.6815 | 59.2595 | 56.6103 | 89.6959 | 24.5295 | 135.5218 | 144.6726 | 0 | 0 | 0 | 0 | 0 | 0
D2 | Total enhancement expenditure | Opex | £M | 3 | 0 | 0 | 0 | 0 | 0 | 0 | 3.8731 | 4.2697 | 5.9844 | 6.8658 | 6.9461 | 83.5035 | 80.3242 | 78.5102 | 78.3602 | 0 | 0 | 0 | 0 | 0 | 0
D3 | Total enhancement expenditure | Totex | £M | 3 | 0 | 0 | 0 | 0 | 0 | 0 | 100.2161 | 110.1672 | 97.6659 | 66.1253 | 63.5563 | 173.1995 | 104.8537 | 214.032 | 223.0327 | 0 | 0 | 0 | 0 | 0 | 0
Table 8e: Summary of supply demand benefits for programme consistent with RAG reporting requirements |  |  |  |  | Annual totals 2019-20: Annual totals | Five year totals
Reference | Benefit element | Expenditure type | Unit | Decimal places | 2019-20 | 2020-21 | 2021-22 | 2022-23 | 2023-24 | 2024-25 | 2025-26 | 2026-27 | 2027-28 | 2028-29 | 2029-30 | 2030-31 to 2034-35 | 2035-36 to 2039-40 | 2040-41 to 2044-45 | 2045-46 to 2049-50 | 2050-51 to 2054-55 | 2055-56 to 2059-60 | 2060-61 to 2064-65 | 2065-66 to 2069-70 | 2070-71 to 2074-75 | 2075-76 to 2079-80
E1 | Supply-side improvements | Benefit | Ml/d | 2 | Annual totals 2025-26: 0; Annual totals 2026-27: 0; Annual totals 2027-28: 7; Annual totals 2028-29: 7; Annual totals 2029-30: 7 | 190.5 | 212.5 | 212.5 | 212.5
E2 | Demand-side improvements (excluding leakage and metering) | Benefit | Ml/d | 2 |  |  | 0 | 0 | 0 | 0 | 3.0305 | 5.9487 | 9.3875 | 12.6901 | 15.8052 | 127.9701 | 192.0758 | 232.4655 | 245.458
E3 | Leakage improvements | Benefit | Ml/d | 2 |  |  | 0 | 0 | 0 | 0 | 0.546 | 1.092 | 1.638 | 2.184 | 2.73 | 21.84 | 35.49 | 49.14 | 62.79
E4 | Internal interconnectors* | Benefit | Ml/d | 2
E5 | Metering improvements | Benefit | Ml/d | 2 | 0 | 0 | 0 | 0 | 0 | 0 | 0.221 | 0.21011 | 0.44874 | 1.2925 | 2.0267 | 16.8667 | 18.4144 | 19.1799 | 19.6605 | 0 | 0 | 0 | 0 | 0 | 0
E5.1 | Benefits from new basic meter installations (household) | Benefit | Ml/d | 2 |  |  | 0 | 0 | 0 | 0 | 0 | 0 | 0 | 0 | 0 | 0 | 0 | 0 | 0
E5.2 | Benefits from new AMR meter installations (household) | Benefit | Ml/d | 2 |  |  | 0 | 0 | 0 | 0 | 0 | 0 | 0 | 0 | 0 | 0 | 0 | 0 | 0
E5.3 | Benefits from new AMI meter installations (household) | Benefit | Ml/d | 2 |  |  | 0 | 0 | 0 | 0 | 0.15251 | 0.36523 | 0.38174 | 0.76722 | 1.0969 | 9.4314 | 8.6881 | 13.6609 | 17.3195
E5.4 | Benefits from replacing (or upgrading) existing basic meters with AMR meters (household) | Benefit | Ml/d | 2 |  |  | 0 | 0 | 0 | 0 | 0 | 0 | 0 | 0 | 0 | 0 | 0 | 0 | 0
E5.5 | Benefits from replacing (or upgrading) existing basic or AMR meters with AMI meters (household) | Benefit | Ml/d | 2 |  |  | 0 | 0 | 0 | 0 | 0.068495 | -0.15512 | 0.066993 | 0.52533 | 0.92977 | 7.4353 | 9.7264 | 5.519 | 2.3409
E5.6 | Benefits from replacing (or upgrading) existing basic meters with AMR meters (non-household) | Benefit | Ml/d | 2 |  |  | 0 | 0 | 0 | 0 | 0 | 0 | 0 | 0 | 0 | 0 | 0 | 0 | 0
E5.7 | Benefits from replacing (or upgrading) existing basic or AMR meters with AMI meters (non-household) | Benefit | Ml/d | 2 |  |  | 0 | 0 | 0 | 0 | 0 | 0 | 0 | 0 | 0 | 0 | 0 | 0 | 0
Table 8f: Summary of totex leakage expenditure for programme consistent with RAG reporting requirements |  |  |  |  | Annual totals 2019-20: Annual totals | Five year totals
Reference | Expenditure element | Expenditure type | Unit | Decimal places | 2019-20 | 2020-21 | 2021-22 | 2022-23 | 2023-24 | 2024-25 | 2025-26 | 2026-27 | 2027-28 | 2028-29 | 2029-30 | 2030-31 to 2034-35 | 2035-36 to 2039-40 | 2040-41 to 2044-45 | 2045-46 to 2049-50 | 2050-51 to 2054-55 | 2055-56 to 2059-60 | 2060-61 to 2064-65 | 2065-66 to 2069-70 | 2070-71 to 2074-75 | 2075-76 to 2079-80
F27 | Total leakage activity - Maintaining leakage | Totex | £M | 3 | Annual totals 2025-26: 0; Annual totals 2026-27: 0; Annual totals 2027-28: 0; Annual totals 2028-29: 0; Annual totals 2029-30: 0 | 10.1663 | 17.802 | 17.802 | 17.802
F28 | Total leakage activity - Reducing leakage | Totex | £M | 3 | Annual totals 2025-26: 5.6273; Annual totals 2026-27: 5.6273; Annual totals 2027-28: 5.6273; Annual totals 2028-29: 5.6273; Annual totals 2029-30: 5.6273 | 26.6357 | 28.0872 | 139.0795 | 148.2303

## Option Typs_Grps (hidden)
Option Type | Option Group | COMPANY | WRZ_NAME | RZ_ID | WC id | WRZ id | Combined id | Essex and Suffolk Water | Blyth | 56 | ESW | BLY | ESWBLY
Aquifer recharge/Aquifer storage recovery | Resource Options | Affinity Water | 1 Misbourne | 63 | AFW | MS1 | AFWMS1 | Essex and Suffolk Water | Essex | 58 | ESW | ESX | ESWESX
Catchment management | Resource Options | Affinity Water | 2 Colne | 62 | AFW | CN2 | AFWCN2 | Essex and Suffolk Water | Hartismere | 57 | ESW | HRT | ESWHRT
Conjunctive use | Resource Options | Affinity Water | 3 Lee | 61 | AFW | LE3 | AFWLE3 | Essex and Suffolk Water | Northern Central | 55 | ESW | NCT | ESWNCT
Desalination | Resource Options | Affinity Water | 4 Pinn | 64 | AFW | PN4 | AFWPN4
Drought permits/orders | Resource Options | Affinity Water | 5 Stort | 60 | AFW | ST5 | AFWST5
External raw water bulk supply/transfer | Resource Options | Affinity Water | 6 Wey | 65 | AFW | WY6 | AFWWY6
Groundwater enhancement | Resource Options | Affinity Water | 7 Dour | 66 | AFW | DR7 | AFWDR7
Internal raw water transfer | Resource Options | Affinity Water | 8 Brett | 59 | AFW | BR8 | AFWBR8
International import | Resource Options | Anglian Water | Essex Central |  | AWS | EXC | AWSEXC
Licence trading | Resource Options | Anglian Water | Essex South |  | AWS | EXS | AWSEXS
New groundwater | Resource Options | Anglian Water | Fenland |  | AWS | FND | AWSFND
New reservoir | Resource Options | Anglian Water | Hartlepool |  | AWS | HPL | AWSHPL
New surface water | Resource Options | Anglian Water | Lincolnshire Bourne |  | AWS | LNB | AWSLNB
New technology | Resource Options | Anglian Water | Lincolnshire Central |  | AWS | LNC | AWSLNC
New water treatment works | Resource Options | Anglian Water | Lincolnshire East |  | AWS | LNE | AWSLNE
Reduction of raw water losses | Resource Options | Anglian Water | Lincolnshire Retford and Gainsborough |  | AWS | LNN | AWSLNN
Reservoir enlargement | Resource Options | Anglian Water | Norfolk Aylsham |  | AWS | NAY | AWSNAY
Surface water enhancement | Resource Options | Anglian Water | Norfolk Bradenham |  | AWS | NBR | AWSNBR
Water reuse | Resource Options | Anglian Water | Norfolk East Dereham |  | AWS | NED | AWSNED
New/Enhanced pumping station | Production Options | Anglian Water | Norfolk East Harling |  | AWS | NEH | AWSNEH
Outage reduction | Production Options | Anglian Water | Norfolk Happisburgh |  | AWS | NHA | AWSNHA
Water treatment works capacity increase | Production Options | Anglian Water | Norfolk Harleston |  | AWS | NHL | AWSNHL
Water treatment works loss recovery | Production Options | Anglian Water | Norfolk North Coast |  | AWS | NNC | AWSNNC
Active leakage management | Distribution Options | Anglian Water | Norfolk Norwich & the Broads |  | AWS | NTB | AWSNTB
External potable bulk supply/transfer | Distribution Options | Anglian Water | Norfolk Wymondham |  | AWS | NWY | AWSNWY
Internal potable transfer | Distribution Options | Anglian Water | Ruthamford Central |  | AWS | RTC | AWSRTC
Mains replacement (not trunk mains) | Distribution Options | Anglian Water | Ruthamford North |  | AWS | RTN | AWSRTN
Other leakage control | Distribution Options | Anglian Water | Ruthamford South |  | AWS | RTS | AWSRTS
Pressure management | Distribution Options | Anglian Water | Ruthamford West |  | AWS | RTW | AWSRTW
Trunk mains renewal/new | Distribution Options | Anglian Water | South Humber Bank |  | AWS | SHB | AWSSHB
Change in levels of service | Customer Options | Anglian Water | Suffolk East |  | AWS | SUE | AWSSUE
Household water audit | Customer Options | Anglian Water | Suffolk Ixworth |  | AWS | SUI | AWSSUI
Household water recycling | Customer Options | Anglian Water | Suffolk Sudbury |  | AWS | SUS | AWSSUS
Metering change of occupancy | Customer Options | Anglian Water | Suffolk Thetford |  | AWS | SUT | AWSSUT
Metering compulsory | Customer Options | Anglian Water | Suffolk West & Cambs |  | AWS | SWC | AWSSWC
Metering optants | Customer Options | Bristol Water | Bristol | 97 | BWX | BRS | BWXBRS
Metering other selective | Customer Options | Cambridge Water | Cambridge | 54 | CAM | CAM | CAMCAM
Non-household water audit | Customer Options | Dwr Cymru Welsh Water | Alwen /Dee | 203 | DCW | ALW | DCWALW
Other water efficiency | Customer Options | Dwr Cymru Welsh Water | Bala | 209 | DCW | BAL | DCWBAL
Rainwater harvesting | Customer Options | Dwr Cymru Welsh Water | Blaenau Ffestiniog | 208 | DCW | BFF | DCWBFF
Retrofitting indoor water efficiency devices | Customer Options | Dwr Cymru Welsh Water | Brecon | 221 | DCW | BCN | DCWBCN
Supply pipe repairs / replacement | Customer Options | Dwr Cymru Welsh Water | Clwyd Coastal | 204 | DCW | CCT | DCWCCT
Tariff | Customer Options | Dwr Cymru Welsh Water | Dyffryn Conwy | 205 | DCW | CWY | DCWCWY
Water efficiency customer education / awareness | Customer Options | Dwr Cymru Welsh Water | Elan/Builth Wells | 215 | DCW | EBW | DCWEBW
Drought - water use restrictions | Customer Options | Dwr Cymru Welsh Water | Harlech/Barmouth | 210 | DCW | HBA | DCWHBA
|  | Dwr Cymru Welsh Water | Hereford C.U. System | 217 | DCW | HRF | DCWHRF
|  | Dwr Cymru Welsh Water | Lleyn | 207 | DCW | LLN | DCWLLN
|  | Dwr Cymru Welsh Water | Llyswen | 220 | DCW | LYW | DCWLYW
|  | Dwr Cymru Welsh Water | Mid & South Ceredigion | 214 | DCW | MSC | DCWMSC
|  | Dwr Cymru Welsh Water | Monmouth | 226 | DCW | MNM | DCWMNM
|  | Dwr Cymru Welsh Water | North Ceredigion | 213 | DCW | NTC | DCWNTC
|  | Dwr Cymru Welsh Water | North Eryri / Ynys Mon | 206 | DCW | NTE | DCWNTE
|  | Dwr Cymru Welsh Water | Pembrokeshire | 223 | DCW | PBK | DCWPBK
|  | Dwr Cymru Welsh Water | Pilleth | 216 | DCW | PLH | DCWPLH
|  | Dwr Cymru Welsh Water | Ross-on-Wye | 225 | DCW | ROW | DCWROW
|  | Dwr Cymru Welsh Water | SE Wales C.U. System | 224 | DCW | SEW | DCWSEW
|  | Dwr Cymru Welsh Water | South Meirionydd | 211 | DCW | SMR | DCWSMR
|  | Dwr Cymru Welsh Water | Tywi C.U. System | 222 | DCW | TYW | DCWTYW
|  | Dwr Cymru Welsh Water | Tywyn / Aberdyfi | 212 | DCW | TYN | DCWTYN
|  | Dwr Cymru Welsh Water | Vowchurch | 219 | DCW | VWH | DCWVWH
|  | Dwr Cymru Welsh Water | Whitbourne | 218 | DCW | WTB | DCWWTB
|  | Essex and Suffolk Water | Blyth | 56 | ESW | BLY | ESWBLY
|  | Essex and Suffolk Water | Essex | 58 | ESW | ESX | ESWESX
|  | Essex and Suffolk Water | Hartismere | 57 | ESW | HRT | ESWHRT
|  | Essex and Suffolk Water | Northern Central | 55 | ESW | NCT | ESWNCT
|  | Hafren dyfrdwy | Llandinam and Llanwrin | 50 | HDD | LAL | HDDLAL
|  | Hafren dyfrdwy | Llanfyllin |  | HDD | LLF | HDDLLF
|  | Hafren dyfrdwy | Saltney |  | HDD | SAL | HDDSAL
|  | Hafren dyfrdwy | Wrexham | 202 | HDD | WRX | HDDWRX
|  | Northumbrian Water | Berwick-Fowberry | 1 | NWL | BWF | NWLBWF
|  | Northumbrian Water | Kielder | 2 | NWL | KLD | NWLKLD
|  | Portsmouth Water | Portsmouth | 96 | PWS | PRT | PWSPRT
|  | SES Water | SES Water | 95 | SES | SES | SESSES
|  | Severn Trent Water | Bishops Castle | 51 | SVT | BCS | SVTBCS
|  | Severn Trent Water | Chester | 92 | SVT | CHS | SVTCHS
|  | Severn Trent Water | Forest and Stroud | 52 | SVT | FAS | SVTFAS
|  | Severn Trent Water | Kinsall | 47 | SVT | KSL | SVTKSL
|  | Severn Trent Water | Mardy | 48 | SVT | MDY | SVTMDY
|  | Severn Trent Water | Newark | 39 | SVT | NWK | SVTNWK
|  | Severn Trent Water | North Staffs | 42 | SVT | NST | SVTNST
|  | Severn Trent Water | Rutland | 40 | SVT | RTL | SVTRTL
|  | Severn Trent Water | Ruyton | 49 | SVT | RYN | SVTRYN
|  | Severn Trent Water | Shelton | 44 | SVT | SHN | SVTSHN
|  | Severn Trent Water | Stafford | 43 | SVT | STF | SVTSTF
|  | Severn Trent Water | SvT - Nottinghamshire | 38 | SVT | NTT | SVTNTT
|  | Severn Trent Water | SvT- Strategic Grid | 41 | SVT | SGD | SVTSGD
|  | Severn Trent Water | Whitchurch and Wem | 46 | SVT | WAW | SVTWAW
|  | Severn Trent Water | Wolverhampton | 45 | SVT | WVH | SVTWVH
|  | South East Water | Tunbridge Wells (1) | 91 | SEW | TW1 | SEWTW1
|  | South East Water | Haywards Heath (2) | 92 | SEW | HH2 | SEWHH2
|  | South East Water | Eastbourne (3) | 90 | SEW | EB3 | SEWEB3
|  | South East Water | Bracknell (4) | 93 | SEW | BK4 | SEWBK4
|  | South East Water | Farnham (5) | 94 | SEW | FN5 | SEWFN5
|  | South East Water | Maidstone (6) | 88 | SEW | MT6 | SEWMT6
|  | South East Water | Cranbrook (7) | 89 | SEW | CB7 | SEWCB7
|  | South East Water | Ashford (8) | 87 | SEW | AF8 | SEWAF8
|  | South Staffordshire Water | South Staffordshire | 53 | SSW | SSW | SSWSSW
|  | South West Water | Bournemouth | 99 | SWW | BNM | SWWBNM
|  | South West Water | Colliford | 102 | SWW | CLF | SWWCLF
|  | South West Water | Roadford | 101 | SWW | RDF | SWWRDF
|  | South West Water | Wimbleball | 100 | SWW | WMB | SWWWMB
|  | Southern Water | Hamps Andover | 81 | SWS | HAD | SWSHAD
|  | Southern Water | Hamps Kingsclere | 80 | SWS | HKC | SWSHKC
|  | Southern Water | Hamps Rural | 82 | SWS | HRU | SWSHRU
|  | Southern Water | Hamps Winchester | 83 | SWS | HWN | SWSHWN
|  | Southern Water | Isle of Wight | 86 | SWS | IOW | SWSIOW
|  | Southern Water | Kent Medway East | 74 | SWS | KME | SWSKME
|  | Southern Water | Kent Medway West | 73 | SWS | KMW | SWSKMW
|  | Southern Water | Kent Thannet | 75 | SWS | KTH | SWSKTH
|  | Southern Water | Southampton East | 84 | SWS | HSE | SWSHSE
|  | Southern Water | Southampton West | 85 | SWS | HSW | SWSHSW
|  | Southern Water | Sussex Brighton | 77 | SWS | SBR | SWSSBR
|  | Southern Water | Sussex Hastings | 76 | SWS | SHT | SWSSHT
|  | Southern Water | Sussex North | 79 | SWS | SNT | SWSSNT
|  | Southern Water | Sussex Worthing | 78 | SWS | SWR | SWSSWR
|  | Thames Water | Guildford | 72 | TWS | GLF | TWSGLF
|  | Thames Water | Henley | 70 | TWS | HNY | TWSHNY
|  | Thames Water | Kennet Valley | 69 | TWS | KNV | TWSKNV
|  | Thames Water | London | 71 | TWS | LND | TWSLND
|  | Thames Water | Slough Wycombe Aylesbury | 68 | TWS | SWA | TWSSWA
|  | Thames Water | SWOX | 67 | TWS | SWX | TWSSWX
|  | United Utilities | Carlisle | 5 | UUX | CRL | UUXCRL
|  | United Utilities | North Eden | 6 | UUX | NED | UUXNED
|  | United Utilities | UU-Strategic | 7 | UUX | STG | UUXSTG
|  | Veolia Water Projects | Veolia Water P | 103 | VWP | TDW | VWPTDW
|  | Wessex Water | Wessex | 98 | WXW | WSX | WXWWSX
|  | Yorkshire Water | East SWZ | 8 | YWS | EST | YWSEST
|  | Yorkshire Water | Grid SWZ | 9 | YWS | GRD | YWSGRD
|  | NAV | NAV |  | NAV | NAV | NAVNAV
|  | N/A | N/A | N/A | N/A | N/A | N/A
|  | N/A | N/A | N/A | N/A | N/A | N/A