## TITLE PAGE
Water Resources Planning Tables 2024 | [5 empty] | Company tables version tracker
[6 empty] | Version | Updates made | Date (DD/MM/YY)
[6 empty] | 6 | Table 4: Unconstrained options have been added to Table 4. No WAFU data is available for unconstrained options. Average incremental cost (column AG ) is calculated by dividing Total NPC (£m) by Maximum option utilisation across the planning period (Ml/d). | 4513800%
[6 empty] | 6 | Table 5: The individual sub-options that make up our water efficiency medium activity and smart scenario have been listed in Table 4 as 'preferred' sub options. We have not done an individual forecast of WAFU for each sub-option but instead have done the forecast on the water efficiency medium activity and smart scenario totals. Hence why none of these sub-options appear in Table 5. Table 5 shows the water efficiency activity and smart totals | 4513800%
[6 empty] | 6 | Table 2a: For the PR24 Business Plan an ONS trend population scenario has been selected in line with PR24 guidance. We have selected a ONS 2018 scenario with medium growth. This is different to the WRMP population scenario hence the differences in demand components here compared to the WRMP. 4NY: Annural reported data has been included for 21/22 and 22/23 leakage. | 4513800%
|  | Template Tables information |  |  |  | 6 | Table 8e: The benefits are calculated for our WRMP24 preferred final plan and not a PR24 Business Plan population scenario. The basis in which the benefits Ml/d have been provided are as follows: • Demand side improvements (excluding leakage and metering): These benefits are a cumulative total benefit. • Metering improvements: These benefits are a cumulative total benefit. • Leakage improvements: These benefits are for the individual time period. | 4513800%
| Planning tables template version | v1 | All queries on the content of this workbook should be sent to:
| Version date | 2022-03-18 | water-company-plan@environment-agency.gov.uk
wrepp@cyfoethnaturiolcymru.gov.uk (Welsh areas only)
Water company information
Company: | Northumbrian Water
Base Year: | 2021/22 | Signed: | William Robinson | Dated: | 4513800%
Responsible Officer: | William Robinson
Version: | 6 |  | [Digital signature is acceptable]
Key to cells |  | Workbook contents
Clear cells - indicate an input is required |  | Worksheet | Content
|  | 1.Base Year | Baseline licences and existing transfers
Yellow shaded cells - indicates a formula |  | 2.WC Level Data | Water Company level key metrics and microcomponents
|  | 3. WRZs | DYAA & DYCP Baseline Water Balance, Final Plan Water Balance and preferred options
Blue shaded cells - indicate base year data |  | 4.Options Appraisal Summary | Appraisal of all options with key cost, benefit and natural capital metrics
|  | 5. Options Benefit | Benefits of your poptions across planning period
Light orange shaded cells - indicate preceding years |  | 5a-5c. Cost Profiles | Option cost profile; Option unit cost profiles; worked example
|  | 6. Drought Plan Links | Drought plan links
Dark grey shaded cells - indicate that no data entry is required |  | 7. Adaptive Programmes | Adaptive plan information
|  | 8. Business Plan Links | Links to the Business Plan
Green shaded cells - indicates annualised not cumulative figures
Key to scenarios
Normal Year Annual Average Final Plan - NYAA
Dry Year Annual Average Baseline - DYAA
Dry Year Annual Average Final Plan - DYAA
Dry Year Critical Period Baseline - DYCP
Dry Year Critical Period Final Plan - DYCP

## 1. Base Year Licences
Back to title page
Water Company | Northumbrian Water | Version 5.0 | READ ME
[7 empty] | deployable output (Ml/d) |  |  |  | Source Types
Table 1a: WC Level - Baseline licences - All individual licences | [10 empty] | GW
WRMP24 Reference | Derivation | Licence number | Source name | Source type | WRZ Code | DYAA deployable output (Ml/d) | DYCP deployable output (Ml/d) | Annual licensed quantity (Ml/d) | Constraints on deployable output | Additional notes (if desired) | SW:Reservoir
0.1BL | Sum (0.1BL+...) | - | - | - |  | 649.47 | 742.77 | 2941.69 | - | - | SW:River
- | Input | 1/21/00/052 | Source Berwick 1 | GW | NWLBWF | 3.18 | 3.18 | 3.64 |  |  | SW: Tidal Waters
| Input | 1/22/3/12 | Source Kielder 1 | GW | NWLKLD | 3.96 | 3.96 | 6.82
| Input | 1/22/3/7 | Source Kielder 2 | GW | NWLKLD | 0 | 0 | 1.14
| Input | 1/22/5/13 | Source Kielder 3 | SW:Reservoir | NWLKLD | 15.2 | 19 | 30
| Input | 1/22/03/008 | Source Kielder 4 | SW:River | NWLKLD | 42.5 | 42.5 | 55
| Input | 1/23/01/001 | Source Kielder 5 | SW:Reservoir | NWLKLD | 97.2 | 131.3 | 181.82
| Input | 1/23/1/002 | Source Kielder 6 | SW:River | NWLKLD | 150 | 150 | 136.38
| Input | 1/23/01/159 | Source Kielder 7 | SW:River | NWLKLD | 0 | 0 | 54.55
| Input | 1/23/2/207 | Source Kielder 8 | GW | NWLKLD | 0.06 | 0.06 | 0.06
| Input | 1/23/01/004 | Source Kielder 10 | GW | NWLKLD | 0.04 | 0.04 | 0.04
| Input | 1/23/02/005 | Source Kielder 11 | GW | NWLKLD | 0.03 | 0.03 | 0.03
| Input | 1/23/4/073 | Source Kielder 13 | SW:Reservoir | NWLKLD | 135 | 145 | 137
| Input | 1/24/1/34 | Source Kielder 14 | SW:Reservoir | NWLKLD | 66.3 | 77.7 | 122.74
| Input | 1/24/5/34 | Source Kielder 15 | SW:River | NWLKLD | 42 | 42 | 45.46
| Input | 1/23/3/113 | Source Kielder 16 | SW:River | NWLKLD | 0 | 0 | 909.22
| Input | 1/23/04/075 | Source Kielder 17 | SW:River | NWLKLD | 0 | 0 | 909.22
| Input | 1/23/4/073 | Source Kielder 18 | SW:River | NWLKLD | 0 | 0 | 164
| Input | 1/25/1/1 | Source Kielder 19 | SW:Reservoir | NWLKLD | 94 | 128 | 145.47
| Input | 1/25/2/127 | Source Kielder 20 | GW | NWLKLD | 0 | 0 | 9.1
| Input | 1/25/4/136 | Source Kielder 21 | SW:River | NWLKLD | 0 | 0 | 30
-
Table 1b: WC Level - Baseline licences - Grouped licences
WRMP24 Reference | Derivation | Licence number | Source name | Source type | WRZ Code | DYAA deployable output (Ml/d) | DYCP deployable output (Ml/d) | Annual licensed quantity (Ml/d) | Constraints on deployable output | Additional notes (if desired)
0.2BL | Sum (0.2BL+...) | - | Total | - |  | 199.53 | 197.4 | 81.22 | - | -
- | - | Group #: | [Enter name of group] | - |  | 199.53 | 197.4 | - | - | -
- | Input | 1/21/0/72 | Source Berwick 2 | GW | NWLBWF | 0 |  | 2.88
- | Input | 1/21/0/001 | Source Berwick 3 | GW | NWLBWF | 8.4 | 8.4 | 6.82
- | Input | 1/21/00/068 | Source Berwick 4 | GW | NWLBWF | 0 |  | 4.6
- | Input | 1/21/00/069 | Source Berwick 5 | GW | NWLBWF | 0 |  | 3
| Input | 1/25/5/4 | Source Kielder 22 | GW | NWLKLD | 0 |  | 11.82
| Input | 1/25/5/2 | Source Kielder 23 | GW | NWLKLD | 0 |  | 13.18
| Input | 1/24/5/35 | Source Kielder 24 | GW | NWLKLD | 0 |  | 5.46
| Input | 1/25/5/7 | Source Kielder 25 | GW | NWLKLD | 0 |  | 6.18
| Input | 1/25/5/6 | Source Kielder 26 | GW | NWLKLD | 0 |  | 4.55
| Input | 1/25/5/3 | Source Kielder 27 | GW | NWLKLD | 0 |  | 6.82
| Input | 1/25/5/8 | Source Kielder 28 | GW | NWLKLD | 0 |  | 10.64
| Input | 1/24/5/1 | Source Kielder 29 | GW | NWLKLD | 41.13 | 44 | 5.27
| Input | 1/25/2/103 | Source Kielder 30 | SW:River | NWLKLD | 150 | 145 | 295
- | Input | 1/25/2/109 | Source Kielder 32 | SW:River | NWLKLD | 0 | 0 | 115
Table 1c: WC Level - Baseline licences - Unused licences
WRMP24 Reference | Derivation | Licence number | Source name | Source type | WRZ Code | DYAA deployable output (Ml/d) | DYCP deployable output (Ml/d) | Annual licensed quantity (Ml/d) | Reason licence is unused | Additional notes (if desired)
0.3BL | Sum (0.3BL+...) | - | - | - |  | 0 | 0 | 0 | - | -
- | Input
- | Input
Table 1d: WC Level - Baseline licences - Drought only licences
WRMP24 Reference | Derivation | Licence number | Source name | Source type | WRZ Code | DYAA deployable output (Ml/d) | DYCP deployable output (Ml/d) | Annual licensed quantity (Ml/d) | Reason licence is unused | Additional notes (if desired)
0.4BL | Sum (0.4BL+...) |  |  |  |  | 0 | 0 | 0 | - | -
- | Input
- | Input
Table 1e: WC Level - Baseline licences - New licences (within current AMP)
WRMP24 Reference | Derivation | Licence number | Source name | Source type | WRZ Code | DYAA deployable output (Ml/d) | DYCP deployable output (Ml/d) | Annual licensed quantity (Ml/d) | Status of licence | Additional notes (if desired)
0.5BL | Sum (0.5BL+...) | - | - | - |  | 0 | 0 | 0 | - | -
- | Input
- | Input
Table 1f: WC Level - Existing transfers - Raw water transfers
WRMP24 Reference | Derivation | Transfer name | End date of agreement (dd/mm/yyyy) | WRZ Code From | WRZ Code To | DYAA deployable output (Ml/d) | DYCP deployable output (Ml/d) | Annual limit (Ml/d) | Changes to agreement during drought | Additional notes (if desired)
0.6BL | Input
- | Input
- | Input
Table 1g: WC Level - Existing transfers - Potable water transfers
WRMP24 Reference | Derivation | Transfer name | End date of agreement (dd/mm/yyyy) | WRZ Code From | WRZ Code To | DYAA deployable output (Ml/d) | DYCP deployable output (Ml/d) | Annual limit (Ml/d) | Changes to agreement during drought | Additional notes (if desired)
0.7BL | Input | Alston Supply | In Perpetuity | NWLKLD | UUXNED | 1.3 | 1.3 | 1.3
- | Input | Reaygarth | In Perpetuity | UUXCRL | NWLKLD | 0.3 | 0.3 | 0.3
- | Input
Note on E6: Do not delete default inserted input lines. These are required to generate the autosum of all additional rows added. Additional rows which the user enters can be deleted. If additional lines are required please insert into middle of group to ensure automatic calculations pick up all data. Please ensure that you check the yellow shaded calculated cells to ensure they take account of added rows and correctly sum the totals. You can add notes in column L to provide additional explanation if desired. DO NOT DELETE DEFAULT INPUT ROWS - If unrequired leave blank. For individual licences - Please list only individual licences (i.e. not used in conjunctive use systems). For Drought Only Licences - Please only list licences where DO would confidently be impacted. Ensure licences are not double counted, licences should either be in Unused licences or Drought Only licences and not in both.
Note on K69: Please state if a licence has been applied for, approved, granted, awaiting mobilisation, or other specified status.

## 2. WC Level Data
Back to title page
|  |  |  | Table 2a: WC Level Normal Year planning scenario | 2. WC Level Data'!B53
Water Company | Northumbrian Water | Version |  | Table 2b: WC Level DYAA - Microcomponents - Final planning | 2. WC Level Data'!B66
Planning Scenario | NYAA | 6 |  | Table 2c: WC Level DYAA - Meter Installations (including meter upgrades) - Final Planning | 2. WC Level Data'!B81
Table 2a: WC Level Normal Year planning scenario | Back to top of sheet
WRMP24 Reference | Component | Derivation | Unit | Decimal places | 2019-20 | 2020-21 | 2021-22 | 2022-23 | 2023-24 | 2024-25 | 2025-26 | 2026-27 | 2027-28 | 2028-29 | 2029-30 | 2034-35 | 2039-40 | 2044-45 | 2049-50 | 2054-55 | 2059-60 | 2064-65 | 2069-70 | 2074-75 | 2079-80 | 2084-85 | 2089-90 | 2094-95 | 2099-100 | Column1 | Column2 | Column3 | Column4
1NY | Total Household Consumption | Input | Ml/d | 2 |  |  | 419.8816 | 409.4759 | 402.6469 | 395.7321 | 385.7812 | 374.8685 | 369.4176 | 364.0211 | 358.5932 | 331.9706 | 309.7093 | 293.3299 | 290.2091 | 289.3599 | 291.6946 | 294.8176 | 298.5651 | 302.23 | 305.9552 | 310.1524
2NY | Average Household - PCC | Input | l/h/d | 1 |  |  | 157.8818 | 153.8413 | 151.271 | 148.7192 | 144.9425 | 140.6697 | 138.4102 | 136.1782 | 133.9664 | 123.4541 | 114.7641 | 108.2325 | 106.6368 | 105.6783 | 105.8886 | 106.2725 | 106.8017 | 107.2226 | 107.6336 | 108.2167
3NY | Total Non-Household Consumption | Input | Ml/d | 2 |  |  | 130.5663 | 126.1927 | 138.5441 | 148.5097 | 160.8807 | 174.4047 | 175.7495 | 179.8395 | 187.0816 | 181.8947 | 177.1819 | 176.3925 | 174.8166 | 173.3697 | 171.4413 | 169.6887 | 168.082 | 166.5244 | 164.9655 | 163.4236
4NY | Total Leakage | Input | Ml/d | 2 |  |  | 130.4557 | 118.78 | 118.624 | 114.58 | 112.7128 | 110.8456 | 108.9784 | 107.1112 | 105.244 | 95.908 | 86.572 | 73.841 | 61.11 | 61.11 | 61.11 | 61.11 | 61.11 | 61.11 | 61.11 | 61.11
5NY | Distribution input | Input | Ml/d | 2 |  |  | 705.2437 | 682.8135 | 684.2916 | 683.2985 | 683.9213 | 684.6621 | 678.6878 | 675.5131 | 675.4595 | 634.3125 | 597.9955 | 568.0898 | 550.6583 | 548.3559 | 548.7508 | 550.1063 | 552.2287 | 554.3187 | 556.4693 | 559.1068
Water Company | Northumbrian Water | Version
Planning Scenario | DYAA | 5
Table 2b: WC Level DYAA - Microcomponents - Final planning | Back to top of sheet
WRMP24 Reference | Component | Derivation | Unit | Decimal places | 2019-20 | 2020-21 | 2021-22 | 2022-23 | 2023-24 | 2024-25 | 2025-26 | 2026-27 | 2027-28 | 2028-29 | 2029-30 | 2030-31 | 2031-32 | 2032-33 | 2033-34 | 2034-35 | 2035-36 | 2036-37 | 2037-38 | 2038-39 | 2039-40 | 2040-41 | 2041-42 | 2042-43 | 2043-44 | 2044-45 | 2045-46 | 2046-47 | 2047-48 | 2048-49 | 2049-50 | 2050-51 | 2051-52 | 2052-53 | 2053-54 | 2054-55 | 2055-56 | 2056-57 | 2057-58 | 2058-59 | 2059-60 | 2060-61 | 2061-62 | 2062-63 | 2063-64 | 2064-65 | 2065-66 | 2066-67 | 2067-68 | 2068-69 | 2069-70 | 2070-71 | 2071-72 | 2072-73 | 2073-74 | 2074-75 | 2075-76 | 2076-77 | 2077-78 | 2078-79 | 2079-80 | 2080-81 | 2081-82 | 2082-83 | 2083-84 | 2084-85 | 2085-86 | 2086-87 | 2087-88 | 2088-89 | 2089-90 | 2090-91 | 2091-92 | 2092-93 | 2093-94 | 2094-95 | 2095-96 | 2096-97 | 2097-98 | 2098-99 | 2099-100 | 2100-01
11FPW | Measured Household - PCC | sum (11.1FPW:11.9FPW) | l/h/d | 1 | 0 | 0 | 146.8339 | 143.4894 | 140.9889 | 138.707 | 134.8521 | 132.2812 | 130.0485 | 127.9501 | 125.9599 | 124.1907 | 122.4858 | 120.8196 | 118.8695 | 116.9769 | 115.5734 | 114.24 | 112.8889 | 111.575 | 110.2521 | 108.8689 | 107.623 | 106.4088 | 105.5333 | 105.3522 | 105.186 | 105.0778 | 104.9583 | 104.8235 | 104.6613 | 103.5973 | 103.5879 | 103.5882 | 103.5839 | 103.6155 | 103.6491 | 103.7141 | 103.7681 | 103.8408 | 103.908 | 103.9904 | 104.0604 | 104.1473 | 104.2524 | 104.373 | 104.506 | 104.6448 | 104.7801 | 104.9043 | 105.0306 | 105.1502 | 105.2577 | 105.3599 | 105.4761 | 105.5964 | 105.7131 | 105.828 | 105.9376 | 106.0481 | 106.1633 | 106.2801 | 106.3935 | 106.536 | 106.6719 | 106.8079
11.1FPW | Measured toilet flushing | Input | l/h/d | 1 |  |  | 28.3158 | 27.5108 | 26.9751 | 26.4834 | 25.7047 | 25.1656 | 24.7114 | 24.2896 | 23.8965 | 23.5414 | 23.2072 | 22.8906 | 22.5434 | 22.2123 | 21.9836 | 21.7559 | 21.5312 | 21.3124 | 21.1006 | 20.9118 | 20.7166 | 20.525 | 20.3923 | 20.3995 | 20.4109 | 20.4253 | 20.4417 | 20.461 | 20.479 | 20.3158 | 20.3532 | 20.3951 | 20.4371 | 20.4798 | 20.5225 | 20.5705 | 20.62 | 20.6707 | 20.7225 | 20.7749 | 20.8303 | 20.8847 | 20.9394 | 20.9943 | 21.0494 | 21.1051 | 21.1618 | 21.2185 | 21.277 | 21.3353 | 21.3957 | 21.4519 | 21.5049 | 21.5566 | 21.6083 | 21.6602 | 21.7126 | 21.7653 | 21.8178 | 21.8699 | 21.9193 | 21.972 | 22.0226 | 22.0731
11.2FPW | Measured personal washing | Input | l/h/d | 1 |  |  | 70.2831 | 68.6802 | 67.7012 | 66.7913 | 65.1169 | 64.0111 | 63.0215 | 62.0887 | 61.2058 | 60.3993 | 59.6272 | 58.883 | 57.9766 | 57.0985 | 56.4722 | 55.8374 | 55.2008 | 54.5703 | 53.9494 | 53.3802 | 52.7881 | 52.1987 | 51.8349 | 51.8201 | 51.8101 | 51.8022 | 51.7937 | 51.7876 | 51.7735 | 51.2975 | 51.3597 | 51.4294 | 51.4955 | 51.5597 | 51.6208 | 51.6918 | 51.7637 | 51.8358 | 51.908 | 51.9793 | 52.0355 | 52.1071 | 52.1771 | 52.2454 | 52.3125 | 52.3792 | 52.4464 | 52.512 | 52.5805 | 52.6469 | 52.7171 | 52.7753 | 52.8245 | 52.8691 | 52.9128 | 52.9557 | 52.9987 | 53.0412 | 53.0824 | 53.1218 | 53.1535 | 53.1925 | 53.2253 | 53.2573
11.3FPW | Measured clothes washing | Input | l/h/d | 1 |  |  | 15.7491 | 15.3293 | 14.9806 | 14.6688 | 14.1941 | 13.8675 | 13.6012 | 13.3497 | 13.1118 | 12.9077 | 12.7094 | 12.4981 | 12.2782 | 12.0543 | 11.8851 | 11.7973 | 11.6597 | 11.5297 | 11.3936 | 11.2682 | 11.1446 | 11.0286 | 10.9139 | 10.8659 | 10.8232 | 10.7919 | 10.7595 | 10.7198 | 10.677 | 10.5426 | 10.513 | 10.4825 | 10.455 | 10.4338 | 10.4178 | 10.4073 | 10.3954 | 10.383 | 10.3716 | 10.3656 | 10.3627 | 10.3608 | 10.3658 | 10.3768 | 10.3926 | 10.4103 | 10.4264 | 10.4391 | 10.451 | 10.4614 | 10.4714 | 10.4777 | 10.481 | 10.4906 | 10.501 | 10.5108 | 10.5183 | 10.5262 | 10.536 | 10.547 | 10.5592 | 10.5802 | 10.6005 | 10.621
11.4FPW | Measured dish washing | Input | l/h/d | 1 |  |  | 10.7542 | 10.7039 | 10.4618 | 10.2448 | 9.9135 | 9.6851 | 9.4937 | 9.3112 | 9.1367 | 8.9843 | 8.8366 | 8.6947 | 8.5295 | 8.3593 | 8.2248 | 8.0925 | 7.9573 | 7.8183 | 7.6733 | 7.5337 | 7.3938 | 7.2506 | 7.1306 | 7.0533 | 6.9786 | 6.9108 | 6.8411 | 6.7655 | 6.6869 | 6.5506 | 6.5075 | 6.4635 | 6.4213 | 6.3832 | 6.3483 | 6.3167 | 6.2839 | 6.2505 | 6.2174 | 6.1876 | 6.1594 | 6.1316 | 6.1078 | 6.0875 | 6.0699 | 6.0531 | 6.0347 | 6.0138 | 5.9919 | 5.9685 | 5.9445 | 5.9228 | 5.9336 | 5.951 | 5.9674 | 5.9835 | 5.9984 | 6.0136 | 6.0303 | 6.0478 | 6.0676 | 6.0905 | 6.1144 | 6.1387
11.5FPW | Measured miscellaneous internal use | Input | l/h/d | 1 |  |  | 12.7936 | 12.4702 | 12.2337 | 12.021 | 11.6724 | 11.4393 | 11.2517 | 11.0756 | 10.9097 | 10.7674 | 10.63 | 10.4928 | 10.3396 | 10.1854 | 10.0764 | 9.9702 | 9.8629 | 9.754 | 9.6419 | 9.5387 | 9.4352 | 9.3305 | 9.2391 | 9.2059 | 9.1761 | 9.1534 | 9.13 | 9.1022 | 9.0722 | 8.9635 | 8.9449 | 8.9262 | 8.9091 | 8.896 | 8.8859 | 8.8798 | 8.873 | 8.866 | 8.8597 | 8.8568 | 8.8562 | 8.856 | 8.8602 | 8.8682 | 8.8792 | 8.8915 | 8.903 | 8.9125 | 8.9216 | 8.9299 | 8.9382 | 8.9438 | 8.9474 | 8.9492 | 8.9497 | 8.9499 | 8.9488 | 8.9479 | 8.9483 | 8.9495 | 8.9524 | 8.9588 | 8.9658 | 8.9729
11.6FPW | Measured external use | Input | l/h/d | 1 |  |  | 8.9382 | 8.7949 | 8.6364 | 8.4978 | 8.2506 | 8.1126 | 7.969 | 7.8354 | 7.6995 | 7.5906 | 7.4753 | 7.3605 | 7.2021 | 7.0671 | 6.9312 | 6.7868 | 6.677 | 6.5904 | 6.4934 | 6.2364 | 6.1447 | 6.0754 | 6.0225 | 6.0075 | 5.987 | 5.9942 | 5.9923 | 5.9875 | 5.9727 | 5.9272 | 5.9095 | 5.8915 | 5.8658 | 5.863 | 5.8538 | 5.8479 | 5.8321 | 5.8348 | 5.8289 | 5.8263 | 5.8163 | 5.8071 | 5.8021 | 5.8008 | 5.8025 | 5.8055 | 5.8078 | 5.8083 | 5.8085 | 5.8081 | 5.7907 | 5.7884 | 5.7847 | 5.7798 | 5.7739 | 5.7678 | 5.7607 | 5.754 | 5.7486 | 5.7441 | 5.7415 | 5.742 | 5.7433 | 5.7449
11.7FPW | Measured (other: define) | Input | l/h/d | 1
11.8FPW | Measured (other: define) | Input | l/h/d | 1
11.9FPW | Measured (other: define) | Input | l/h/d | 1
12FPW | Unmeasured Household - PCC | sum (12.1FPW:12.9FPW) | l/h/d | 1 | 0 | 0 | 168.3869 | 164.2192 | 161.9242 | 159.6025 | 153.6317 | 148.5173 | 146.7062 | 144.8901 | 143.0586 | 141.3581 | 139.7328 | 138.1022 | 136.0871 | 134.102 | 132.5437 | 130.9894 | 129.3228 | 127.6849 | 126.0334 | 124.4482 | 122.9017 | 121.3846 | 120.3026 | 120.1074 | 119.9639 | 119.9133 | 119.8493 | 119.7856 | 119.6523 | 119.5455 | 119.6507 | 119.8107 | 119.9385 | 120.0942 | 120.2508 | 120.5113 | 120.7587 | 121.0362 | 121.3004 | 121.5657 | 121.8176 | 122.0706 | 122.3249 | 122.5805 | 122.8376 | 123.0963 | 123.3567 | 123.6032 | 123.8695 | 124.1249 | 124.3778 | 124.5879 | 124.7988 | 125.0104 | 125.2227 | 125.4356 | 125.649 | 125.863 | 126.0775 | 126.2982 | 126.49 | 126.7518 | 126.9791 | 127.2067
12.1FPW | Unmeasured toilet flushing | Input | l/h/d | 1 |  |  | 32.5656 | 31.8188 | 31.3043 | 30.7983 | 29.5944 | 28.5549 | 28.1704 | 27.7903 | 27.4149 | 27.063 | 26.7171 | 26.3757 | 25.982 | 25.5929 | 25.2739 | 24.9587 | 24.6443 | 24.3338 | 24.0259 | 23.7271 | 23.4323 | 23.1409 | 22.9223 | 22.8748 | 22.8311 | 22.7925 | 22.7555 | 22.7202 | 22.6843 | 22.651 | 22.651 | 22.6544 | 22.658 | 22.6638 | 22.6709 | 22.6827 | 22.6952 | 22.7098 | 22.7249 | 22.7411 | 22.7577 | 22.7753 | 22.7938 | 22.8131 | 22.8333 | 22.8543 | 22.8761 | 22.8981 | 22.9215 | 22.9452 | 22.9694 | 22.9928 | 23.0168 | 23.0413 | 23.0664 | 23.0921 | 23.1182 | 23.1449 | 23.172 | 23.1997 | 23.2269 | 23.2568 | 23.2859 | 23.3154
12.2FPW | Unmeasured personal washing | Input | l/h/d | 1 |  |  | 80.5973 | 78.9247 | 77.9823 | 77.0376 | 74.3179 | 71.9778 | 71.2012 | 70.421 | 69.6385 | 68.903 | 68.1705 | 67.4379 | 66.4969 | 65.5588 | 64.7921 | 64.0279 | 63.2586 | 62.4927 | 61.7274 | 60.9799 | 60.2372 | 59.4983 | 59.0137 | 58.964 | 58.9198 | 58.8848 | 58.8496 | 58.8153 | 58.7757 | 58.7395 | 58.8164 | 58.8987 | 58.9785 | 59.0612 | 59.1444 | 59.2372 | 59.3292 | 59.4243 | 59.5186 | 59.6133 | 59.7073 | 59.8017 | 59.8967 | 59.9922 | 60.0882 | 60.1848 | 60.2819 | 60.3782 | 60.4767 | 60.5747 | 60.6729 | 60.7678 | 60.8633 | 60.9593 | 61.0558 | 61.1528 | 61.2504 | 61.3484 | 61.4469 | 61.5465 | 61.6441 | 61.7481 | 61.8497 | 61.9517
12.3FPW | Unmeasured clothes washing | Input | l/h/d | 1 |  |  | 16.3294 | 15.8694 | 15.5966 | 15.3127 | 14.6873 | 14.1497 | 13.9445 | 13.7369 | 13.5271 | 13.3388 | 13.1636 | 12.9792 | 12.7528 | 12.5245 | 12.3578 | 12.1888 | 11.9847 | 11.7785 | 11.5695 | 11.3758 | 11.1952 | 11.013 | 10.8654 | 10.7969 | 10.7463 | 10.7141 | 10.6799 | 10.6442 | 10.6056 | 10.5658 | 10.5665 | 10.6137 | 10.6465 | 10.6797 | 10.7123 | 10.7458 | 10.7785 | 10.8111 | 10.843 | 10.8743 | 10.9048 | 10.9349 | 10.9645 | 10.9937 | 11.0226 | 11.0511 | 11.0793 | 11.1069 | 11.1401 | 11.1759 | 11.2113 | 11.2456 | 11.2795 | 11.3131 | 11.3462 | 11.3789 | 11.4111 | 11.4429 | 11.4742 | 11.5075 | 11.5133 | 11.5773 | 11.6114 | 11.645
12.4FPW | Unmeasured dish washing | Input | l/h/d | 1 |  |  | 12.7764 | 12.0439 | 11.8064 | 11.5602 | 11.0565 | 10.6204 | 10.431 | 10.2392 | 10.0453 | 9.8516 | 9.7074 | 9.5621 | 9.3957 | 9.2271 | 9.1035 | 8.9776 | 8.8251 | 8.6704 | 8.5128 | 8.366 | 8.2283 | 8.0888 | 7.979 | 7.9268 | 7.8872 | 7.8607 | 7.8322 | 7.8018 | 7.7234 | 7.6422 | 7.5929 | 7.5418 | 7.4877 | 7.4316 | 7.3867 | 7.4274 | 7.4679 | 7.5087 | 7.5494 | 7.5902 | 7.6308 | 7.6715 | 7.7123 | 7.7531 | 7.7941 | 7.8353 | 7.8766 | 7.918 | 7.9597 | 8.0015 | 8.0435 | 8.0851 | 8.1269 | 8.1687 | 8.2107 | 8.2527 | 8.2949 | 8.3371 | 8.3794 | 8.4234 | 8.4685 | 8.5145 | 8.5601 | 8.6059
12.5FPW | Unmeasured miscellaneous internal use | Input | l/h/d | 1 |  |  | 14.0958 | 13.734 | 13.5403 | 13.3435 | 12.8429 | 12.412 | 12.2708 | 12.1285 | 11.9855 | 11.8541 | 11.7267 | 11.5989 | 11.4536 | 11.3078 | 11.1992 | 11.0901 | 10.9703 | 10.8502 | 10.729 | 10.6139 | 10.5029 | 10.3915 | 10.303 | 10.2901 | 10.283 | 10.2823 | 10.2813 | 10.2801 | 10.2776 | 10.2753 | 10.2873 | 10.2999 | 10.3119 | 10.3244 | 10.3367 | 10.3505 | 10.3641 | 10.378 | 10.3916 | 10.4051 | 10.4183 | 10.4314 | 10.4444 | 10.4574 | 10.4703 | 10.4833 | 10.4962 | 10.5088 | 10.5217 | 10.5344 | 10.5471 | 10.559 | 10.5709 | 10.5827 | 10.5945 | 10.6061 | 10.6177 | 10.6292 | 10.6406 | 10.6528 | 10.6653 | 10.6787 | 10.6914 | 10.7041
12.6FPW | Unmeasured external use | Input | l/h/d | 1 |  |  | 12.0222 | 11.8282 | 11.6943 | 11.5503 | 11.1327 | 10.8025 | 10.6883 | 10.5741 | 10.4473 | 10.3475 | 10.2475 | 10.1485 | 10.0061 | 9.891 | 9.8173 | 9.7464 | 9.6398 | 9.5594 | 9.4688 | 9.3855 | 9.3059 | 9.2521 | 9.2192 | 9.2548 | 9.2964 | 9.3789 | 9.4509 | 9.5241 | 9.5857 | 9.6718 | 9.7366 | 9.8023 | 9.8559 | 9.9336 | 9.9998 | 10.0677 | 10.1238 | 10.2043 | 10.2729 | 10.3418 | 10.3986 | 10.4558 | 10.5132 | 10.5709 | 10.629 | 10.6876 | 10.7467 | 10.7932 | 10.8499 | 10.8932 | 10.9337 | 10.9376 | 10.9414 | 10.9453 | 10.9491 | 10.9529 | 10.9567 | 10.9605 | 10.9643 | 10.9683 | 10.9719 | 10.9765 | 10.9806 | 10.9846
12.7FPW | Unmeasured (other: define) | Input | l/h/d | 1
12.8FPW | Unmeasured (other: define) | Input | l/h/d | 1
12.9FPW | Unmeasured (other: define) | Input | l/h/d | 1
Table 2c: WC Level DYAA - Meter Installations (including meter upgrades) - Final Planning | Back to top of sheet
WRMP24 Reference | Component | Derivation | Unit | Decimal places | 2019-20 | 2020-21 | 2021-22 | 2022-23 | 2023-24 | 2024-25 | 2025-26 | 2026-27 | 2027-28 | 2028-29 | 2029-30 | 2030-31 | 2031-32 | 2032-33 | 2033-34 | 2034-35 | 2035-36 | 2036-37 | 2037-38 | 2038-39 | 2039-40 | 2040-41 | 2041-42 | 2042-43 | 2043-44 | 2044-45 | 2045-46 | 2046-47 | 2047-48 | 2048-49 | 2049-50 | 2050-51 | 2051-52 | 2052-53 | 2053-54 | 2054-55 | 2055-56 | 2056-57 | 2057-58 | 2058-59 | 2059-60 | 2060-61 | 2061-62 | 2062-63 | 2063-64 | 2064-65 | 2065-66 | 2066-67 | 2067-68 | 2068-69 | 2069-70 | 2070-71 | 2071-72 | 2072-73 | 2073-74 | 2074-75 | 2075-76 | 2076-77 | 2077-78 | 2078-79 | 2079-80 | 2080-81 | 2081-82 | 2082-83 | 2083-84 | 2084-85 | 2085-86 | 2086-87 | 2087-88 | 2088-89 | 2089-90 | 2090-91 | 2091-92 | 2092-93 | 2093-94 | 2094-95 | 2095-96 | 2096-97 | 2097-98 | 2098-99 | 2099-100 | 2100-01
0FPM | Total Household Smart Meters (cumulative including existing) | Input | 000's | 0 |  |  | 9.087 | 27.2095 | 50.4719 | 75.1126 | 133.1053 | 175.5082 | 202.8493 | 231.2453 | 257.3219 | 277.7168 | 299.6814 | 321.6283 | 343.6635 | 365.503 | 338.1962 | 354.9597 | 371.1516 | 387.0943 | 402.8242 | 418.0981 | 432.703 | 446.6395 | 459.8735 | 472.4053 | 484.4433 | 496.2362 | 507.8181 | 519.1899 | 530.3525 | 539.7541 | 546.716 | 553.4431 | 560.1948 | 567.1079 | 572.2007 | 575.3906 | 578.5856 | 581.7983 | 585.063 | 588.5823 | 592.2543 | 596.099 | 600.2368 | 604.6017 | 609.1845 | 613.9227 | 618.6751 | 623.3462 | 627.9807 | 632.5346 | 637.027 | 641.4798 | 645.8848 | 650.2226 | 654.4479 | 658.5914 | 662.6389 | 666.7103 | 670.8505 | 674.5457 | 677.8828 | 681.3452 | 684.9061 | 688.4852
1FPM | Total household meter installations | sum(1.1FPM:1.32FPM) | 000's | 0 | 0 | 0 | 10.927 | 18.1225 | 41.3849 | 66.0256 | 124.0183 | 166.4212 | 193.7623 | 222.1583 | 248.2349 | 268.6298 | 290.5944 | 312.5413 | 334.5765 | 356.416 | 329.1092 | 345.8727 | 362.0646 | 378.0073 | 393.7372 | 409.0111 | 423.616 | 437.5525 | 450.7865 | 463.3183 | 475.3563 | 487.1492 | 498.7311 | 510.1029 | 521.2655 | 530.6671 | 537.629 | 544.3561 | 551.1078 | 558.0209 | 563.1137 | 566.3036 | 569.4986 | 572.7113 | 575.976 | 579.4953 | 583.1673 | 587.012 | 591.1498 | 595.5147 | 600.0975 | 604.8357 | 609.5881 | 614.2592 | 618.8937 | 623.4476 | 627.94 | 632.3928 | 636.7978 | 641.1356 | 645.3609 | 649.5044 | 653.5519 | 657.6233 | 661.7635 | 665.4587 | 668.7958 | 672.2582 | 675.8191 | 679.3982
1.1FPM | Basic (non-automated) meter installations (household) | Input | 000's | 0 |  |  | 10.927 | 0 | 0 | 0 | 0 | 0 | 0 | 0 | 0 | 0 | 0 | 0 | 0 | 0 | 0 | 0 | 0 | 0 | 0 | 0 | 0 | 0 | 0 | 0 | 0 | 0 | 0 | 0 | 0 | 0 | 0 | 0 | 0 | 0 | 0 | 0 | 0 | 0 | 0 | 0 | 0 | 0 | 0 | 0 | 0 | 0 | 0 | 0 | 0 | 0 | 0 | 0 | 0 | 0 | 0 | 0 | 0 | 0 | 0 | 0 | 0 | 0 | 0 | 0
1.21FPM | Automated Meter Reading (AMR) - new installations (household) | Input | 000's | 0 |  |  | 0 | 0 | 0 | 0 | 0 | 0 | 0 | 0 | 0 | 0 | 0 | 0 | 0 | 0 | 0 | 0 | 0 | 0 | 0 | 0 | 0 | 0 | 0 | 0 | 0 | 0 | 0 | 0 | 0 | 0 | 0 | 0 | 0 | 0 | 0 | 0 | 0 | 0 | 0 | 0 | 0 | 0 | 0 | 0 | 0 | 0 | 0 | 0 | 0 | 0 | 0 | 0 | 0 | 0 | 0 | 0 | 0 | 0 | 0 | 0 | 0 | 0 | 0 | 0
1.22FPM | Automated Meter Reading (AMR) - upgrades from basic meters (household | Input | 000's | 0 |  |  | 0 | 0 | 0 | 0 | 0 | 0 | 0 | 0 | 0 | 0 | 0 | 0 | 0 | 0 | 0 | 0 | 0 | 0 | 0 | 0 | 0 | 0 | 0 | 0 | 0 | 0 | 0 | 0 | 0 | 0 | 0 | 0 | 0 | 0 | 0 | 0 | 0 | 0 | 0 | 0 | 0 | 0 | 0 | 0 | 0 | 0 | 0 | 0 | 0 | 0 | 0 | 0 | 0 | 0 | 0 | 0 | 0 | 0 | 0 | 0 | 0 | 0 | 0 | 0
1.31FPM | Advanced Metering Infrastructure (AMI) - new installations (household) | Input | 000's | 0 |  |  | 0 | 18.1225 | 41.3849 | 66.0256 | 91.3683 | 117.7712 | 145.1123 | 172.4083 | 198.3399 | 221.5308 | 243.6954 | 265.6423 | 287.6775 | 309.567 | 329.1092 | 345.8727 | 362.0646 | 378.0073 | 393.7372 | 409.0111 | 423.616 | 437.5525 | 450.7865 | 463.3183 | 475.3563 | 487.1492 | 498.7311 | 510.1029 | 521.2655 | 530.6671 | 537.629 | 544.3561 | 551.1078 | 558.0209 | 563.1137 | 566.3036 | 569.4986 | 572.7113 | 575.976 | 579.4953 | 583.1673 | 587.012 | 591.1498 | 595.5147 | 600.0975 | 604.8357 | 609.5881 | 614.2592 | 618.8937 | 623.4476 | 627.94 | 632.3928 | 636.7978 | 641.1356 | 645.3609 | 649.5044 | 653.5519 | 657.6233 | 661.7635 | 665.4587 | 668.7958 | 672.2582 | 675.8191 | 679.3982
1.32FPM | Automated Meter Infrastructure (AMI) - upgrades from basic or AMR meters (household) | Input | 000's | 0 |  |  | 0 | 0 | 0 | 0 | 32.65 | 48.65 | 48.65 | 49.75 | 49.895 | 47.099 | 46.899 | 46.899 | 46.899 | 46.849 | 0 | 0 | 0 | 0 | 0 | 0 | 0 | 0 | 0 | 0 | 0 | 0 | 0 | 0 | 0 | 0 | 0 | 0 | 0 | 0 | 0 | 0 | 0 | 0 | 0 | 0 | 0 | 0 | 0 | 0 | 0 | 0 | 0 | 0 | 0 | 0 | 0 | 0 | 0 | 0 | 0 | 0 | 0 | 0 | 0 | 0 | 0 | 0 | 0 | 0
2FPM | Total non-household meter installations | Input | 000's | 0 |  |  | 0.301 | 0 | 0 | 0 | 0 | 0 | 0 | 0 | 0 | 0 | 0 | 0 | 0 | 0 | 0 | 0 | 0 | 0 | 0 | 0 | 0 | 0 | 0 | 0 | 0 | 0 | 0 | 0 | 0 | 0 | 0 | 0 | 0 | 0 | 0 | 0 | 0 | 0 | 0 | 0 | 0 | 0 | 0 | 0 | 0 | 0 | 0 | 0 | 0 | 0 | 0 | 0 | 0 | 0 | 0 | 0 | 0 | 0 | 0 | 0 | 0 | 0 | 0 | 0
2.1FPM | Basic (non-automated) meter installations (non-household) | Input | 000's | 0 |  |  | 0.301 | 0 | 0 | 0 | 0 | 0 | 0 | 0 | 0 | 0 | 0 | 0 | 0 | 0 | 0 | 0 | 0 | 0 | 0 | 0 | 0 | 0 | 0 | 0 | 0 | 0 | 0 | 0 | 0 | 0 | 0 | 0 | 0 | 0 | 0 | 0 | 0 | 0 | 0 | 0 | 0 | 0 | 0 | 0 | 0 | 0 | 0 | 0 | 0 | 0 | 0 | 0 | 0 | 0 | 0 | 0 | 0 | 0 | 0 | 0 | 0 | 0 | 0 | 0
2.2FPM | Automated Meter Reading (AMR) - installations (non-household) | Input | 000's | 0 |  |  | 0 | 0 | 0 | 0 | 0 | 0 | 0 | 0 | 0 | 0 | 0 | 0 | 0 | 0 | 0 | 0 | 0 | 0 | 0 | 0 | 0 | 0 | 0 | 0 | 0 | 0 | 0 | 0 | 0 | 0 | 0 | 0 | 0 | 0 | 0 | 0 | 0 | 0 | 0 | 0 | 0 | 0 | 0 | 0 | 0 | 0 | 0 | 0 | 0 | 0 | 0 | 0 | 0 | 0 | 0 | 0 | 0 | 0 | 0 | 0 | 0 | 0 | 0 | 0
2.3FPM | Automated Meter Infrastructure (AMI) - installations (non-household) | Input | 000's | 0 |  |  | 0 | 0.313 | 0.325 | 0.325 | 4.011 | 6.008 | 7.839 | 7.84 | 7.84 | 6.707 | 6.707 | 6.707 | 6.707 | 6.707 | 0.325 | 0.325 | 0.325 | 0.325 | 0.325 | 0.325 | 0.325 | 0.325 | 0.325 | 0.325 | 0.325 | 0.325 | 0.325 | 0.325 | 0.325 | 0.325 | 0.325 | 0.325 | 0.325 | 0.325 | 0.325 | 0.325 | 0.325 | 0.325 | 0.325 | 0.325 | 0.325 | 0.325 | 0.325 | 0.325 | 0.325 | 0.325 | 0.325 | 0.325 | 0.325 | 0.325 | 0.325 | 0.325 | 0.325 | 0.325 | 0.325 | 0.325 | 0.325 | 0.325 | 0.325 | 0.325 | 0.325 | 0.325 | 0.325 | 0.325
Back to top of sheet
Table 2d: WC Level DYAA - Key Components - Baseline
WRMP24 Reference | Component | Derivation | Unit | Decimal places | 2019-20 | 2020-21 | 2021-22 | 2022-23 | 2023-24 | 2024-25 | 2025-26 | 2026-27 | 2027-28 | 2028-29 | 2029-30 | 2030-31 | 2031-32 | 2032-33 | 2033-34 | 2034-35 | 2035-36 | 2036-37 | 2037-38 | 2038-39 | 2039-40 | 2040-41 | 2041-42 | 2042-43 | 2043-44 | 2044-45 | 2045-46 | 2046-47 | 2047-48 | 2048-49 | 2049-50 | 2050-51 | 2051-52 | 2052-53 | 2053-54 | 2054-55 | 2055-56 | 2056-57 | 2057-58 | 2058-59 | 2059-60 | 2060-61 | 2061-62 | 2062-63 | 2063-64 | 2064-65 | 2065-66 | 2066-67 | 2067-68 | 2068-69 | 2069-70 | 2070-71 | 2071-72 | 2072-73 | 2073-74 | 2074-75 | 2075-76 | 2076-77 | 2077-78 | 2078-79 | 2079-80 | 2080-81 | 2081-82 | 2082-83 | 2083-84 | 2084-85 | 2085-86 | 2086-87 | 2087-88 | 2088-89 | 2089-90 | 2090-91 | 2091-92 | 2092-93 | 2093-94 | 2094-95 | 2095-96 | 2096-97 | 2097-98 | 2098-99 | 2099-100 | 2100-01
1BLW | Outage Allowance | Sum (all WRZ 9BL) | Ml/d | 2 | 0 | 0 | 54.2211 | 54.2211 | 54.2211 | 54.2211 | 54.2211 | 54.2211 | 54.2211 | 54.2211 | 54.2211 | 54.2211 | 54.2211 | 54.2211 | 54.2211 | 54.2211 | 54.2211 | 54.2211 | 54.2211 | 54.2211 | 54.2211 | 54.2211 | 54.2211 | 54.2211 | 54.2211 | 54.2211 | 54.2211 | 54.2211 | 54.2211 | 54.2211 | 54.2211 | 54.2211 | 54.2211 | 54.2211 | 54.2211 | 54.2211 | 54.2211 | 54.2211 | 54.2211 | 54.2211 | 54.2211 | 54.2211 | 54.2211 | 54.2211 | 54.2211 | 54.2211 | 54.2211 | 54.2211 | 54.2211 | 54.2211 | 54.2211 | 54.2211 | 54.2211 | 54.2211 | 54.2211 | 54.2211 | 54.2211 | 54.2211 | 54.2211 | 54.2211 | 54.2211 | 54.2211 | 54.2211 | 54.2211 | 54.2211 | 54.2211
2BLW | Average Household - PCC | ((Sum (all WRZ 14BL: 15BL) - Sum (all WRZ 25BL:26BL))*1,000,000)/((Sum (all WRZ 39BL: 40BL))*1,000) | l/h/d | 1 | #DIV/0! | #DIV/0! | 160.8702 | 156.7369 | 154.0398 | 151.3897 | 148.8423 | 148.271 | 147.6969 | 147.137 | 146.5963 | 146.1609 | 145.7959 | 145.4273 | 145.0193 | 144.631 | 144.2857 | 143.9843 | 143.6258 | 143.2931 | 142.9441 | 142.5597 | 142.2799 | 142.0323 | 141.7786 | 141.5263 | 141.3109 | 141.1718 | 141.0231 | 140.8665 | 140.6704 | 139.3849 | 139.2459 | 139.1358 | 139.0102 | 138.9139 | 138.846 | 138.8612 | 138.864 | 138.8885 | 138.9033 | 138.9231 | 138.9257 | 138.937 | 138.9548 | 138.9792 | 139.0082 | 139.0386 | 139.067 | 139.0857 | 139.1127 | 139.1339 | 139.147 | 139.1465 | 139.1587 | 139.1765 | 139.1949 | 139.2143 | 139.2326 | 139.2514 | 139.2726 | 139.3049 | 139.3339 | 139.3999 | 139.4508 | 139.5022
3BLW | Household metering penetration incl. voids | Sum (all WRZ 34BL) / (Sum (all WRZ 34BL) + Sum (all WRZ 34.7BL: 35.1BL)) | % | 1 | #DIV/0! | #DIV/0! | 40.63% | 41.86% | 43.46% | 45.17% | 46.79% | 48.33% | 49.85% | 51.35% | 52.78% | 53.97% | 55% | 56.01% | 57.01% | 57.99% | 58.99% | 59.96% | 60.89% | 61.81% | 62.72% | 63.6% | 64.42% | 65.2% | 65.93% | 66.61% | 67.27% | 67.91% | 68.55% | 69.18% | 69.81% | 70.33% | 70.74% | 71.14% | 71.54% | 71.94% | 72.2% | 72.32% | 72.44% | 72.57% | 72.69% | 72.81% | 72.94% | 73.07% | 73.21% | 73.34% | 73.49% | 73.63% | 73.77% | 73.91% | 74.05% | 74.19% | 74.33% | 74.46% | 74.59% | 74.72% | 74.85% | 74.98% | 75.11% | 75.23% | 75.36% | 75.45% | 75.51% | 75.57% | 75.63% | 75.7%
4BLW | Total non-household consumption | Sum (all WRZ 12BL:13BL) - Sum (all WRZ 23BL:24BL) | Ml/d | 2 | 0 | 0 | 130.5267 | 126.1976 | 138.549 | 148.5146 | 161.8291 | 176.4685 | 178.9279 | 184.1321 | 192.4881 | 193.0684 | 193.4466 | 193.6932 | 194.0317 | 194.361 | 194.2653 | 194.16 | 193.9979 | 193.8239 | 193.6551 | 193.4274 | 193.2963 | 193.1174 | 192.9463 | 192.7854 | 192.6671 | 192.5352 | 191.4872 | 191.2871 | 191.1266 | 190.9745 | 190.8052 | 190.4346 | 190.0554 | 189.6734 | 189.2846 | 188.8959 | 188.5029 | 188.1165 | 187.7398 | 187.3692 | 187.0065 | 186.6538 | 186.3148 | 185.9821 | 185.6512 | 185.3216 | 184.9972 | 184.6826 | 184.3703 | 184.0617 | 183.7496 | 183.4341 | 183.1208 | 182.8078 | 182.4962 | 182.1841 | 181.8678 | 181.5541 | 181.244 | 180.9329 | 180.6242 | 180.3142 | 180.0054 | 179.6971
5BLW | Total Leakage | Sum (all WRZ 29BL) | Ml/d | 2 | 0 | 0 | 130.4557 | 122.668 | 118.624 | 114.58 | 114.58 | 114.58 | 114.58 | 114.58 | 114.58 | 114.58 | 114.58 | 114.58 | 114.58 | 114.58 | 114.58 | 114.58 | 114.58 | 114.58 | 114.58 | 114.58 | 114.58 | 114.58 | 114.58 | 114.58 | 114.58 | 114.58 | 114.58 | 114.58 | 114.58 | 114.58 | 114.58 | 114.58 | 114.58 | 114.58 | 114.58 | 114.58 | 114.58 | 114.58 | 114.58 | 114.58 | 114.58 | 114.58 | 114.58 | 114.58 | 114.58 | 114.58 | 114.58 | 114.58 | 114.58 | 114.58 | 114.58 | 114.58 | 114.58 | 114.58 | 114.58 | 114.58 | 114.58 | 114.58 | 114.58 | 114.58 | 114.58 | 114.58 | 114.58 | 114.58
6BLW | Distribution input | Sum (all WRZ 45BL) | Ml/d | 2 | 0 | 0 | 713.2678 | 692.0529 | 695.4934 | 696.4003 | 705.2672 | 720.7617 | 724.1218 | 730.2067 | 739.07 | 739.7594 | 740.4668 | 741.055 | 741.8047 | 742.6708 | 743.2034 | 743.6726 | 743.8308 | 744.0361 | 744.2343 | 744.2394 | 744.5311 | 744.8501 | 745.1666 | 745.5392 | 745.9953 | 746.5121 | 746.0547 | 746.4762 | 746.7992 | 743.725 | 743.6729 | 743.4922 | 743.2407 | 743.0543 | 742.9303 | 743.0407 | 743.1446 | 743.3474 | 743.548 | 743.7831 | 744.0012 | 744.2914 | 744.6158 | 744.9546 | 745.3113 | 745.6938 | 746.1046 | 746.5123 | 746.9584 | 747.3854 | 747.7842 | 748.1474 | 748.5546 | 748.9875 | 749.4214 | 749.8471 | 750.2728 | 750.7127 | 751.1628 | 751.6511 | 752.1231 | 752.7051 | 753.2428 | 753.7843
7BLW | Target Headroom | Sum (all WRZ 48BL) | Ml/d | 2 | 0 | 0 | 7.4042 | 7.4057 | 7.8987 | 8.3968 | 8.7541 | 8.1999 | 7.5122 | 6.8358 | 6.3023 | 5.7886 | 4.8267 | 4.2634 | 3.8931 | 3.2829 | 2.8419 | 2.4189 | 2.0676 | 1.7599 | 1.4712 | 1.0637 | 1.1408 | 1.1121 | 0.95765 | 0.95653 | 0.837 | 0.814 | 0.79173 | 0.72279 | 0.58459 | 0.70511 | 0.70511 | 0.70511 | 0.70511 | 0.70511 | 0.70511 | 0.70511 | 0.70511 | 0.70511 | 0.70511 | 0.70511 | 0.70511 | 0.70511 | 0.70511 | 0.70511 | 0.70511 | 0.70511 | 0.70511 | 0.70511 | 0.70511 | 0.70511 | 0.70511 | 0.70511 | 0.70511 | 0.70511 | 0.70511 | 0.70511 | 0.70511 | 0.70511 | 0.70511 | 0.70511 | 0.70511 | 0.70511 | 0.70511 | 0.70511
8BLW | Water Available For Use (own sources) | Sum (all WRZ 10BL) | Ml/d | 2 | 0 | 0 | 738.202 | 737.5549 | 736.9104 | 736.2625 | 735.5997 | 734.942 | 733.3226 | 723.6601 | 722.9944 | 722.3254 | 721.6538 | 720.9797 | 720.3022 | 719.6215 | 718.9377 | 718.2508 | 717.5617 | 716.8699 | 716.1754 | 715.4785 | 714.7788 | 714.0765 | 713.3718 | 712.6647 | 711.955 | 711.243 | 710.5286 | 709.8119 | 709.0929 | 708.3747 | 707.6511 | 706.9254 | 706.1975 | 705.4674 | 704.7351 | 704.0006 | 703.2641 | 702.5254 | 701.7847 | 701.0421 | 700.2974 | 699.5507 | 698.8021 | 698.0516 | 697.2992 | 696.5449 | 695.7887 | 695.0307 | 694.2709 | 693.5093 | 692.746 | 691.9809 | 691.2142 | 690.4456 | 689.6754 | 688.9035 | 688.13 | 687.3548 | 686.5779 | 685.7994 | 685.0193 | 684.2376 | 683.4543 | 682.6694
9BLW | Total Water Available For Use | Sum (all WRZ 11BL) | Ml/d | 2 | 0 | 0 | 733.9704 | 733.2232 | 732.5787 | 731.9307 | 731.2679 | 730.6103 | 728.9909 | 719.3283 | 718.6627 | 717.9936 | 717.322 | 716.6479 | 715.9704 | 715.2897 | 714.606 | 713.9191 | 713.2299 | 712.5381 | 711.8437 | 711.1467 | 710.447 | 709.7448 | 709.0401 | 708.3329 | 707.6232 | 706.9112 | 706.1968 | 705.4801 | 704.7612 | 704.0429 | 703.3194 | 702.5937 | 701.8658 | 701.1356 | 700.4033 | 699.6688 | 698.9323 | 698.1936 | 697.453 | 696.7103 | 695.9656 | 695.219 | 694.4704 | 693.7198 | 692.9674 | 692.2131 | 691.4569 | 690.6989 | 689.9391 | 689.1775 | 688.4142 | 687.6492 | 686.8824 | 686.1139 | 685.3436 | 684.5718 | 683.7982 | 683.023 | 682.2461 | 681.4676 | 680.6875 | 679.9058 | 679.1225 | 678.3376
10BLW | Supply Demand Balance | Sum (all WRZ 50BL) | Ml/d | 2 | 0 | 0 | 13.2984 | 33.7646 | 29.1866 | 27.1336 | 17.2467 | 1.6486 | -2.6431 | -17.7142 | -26.7096 | -27.5543 | -27.9714 | -28.6705 | -29.7274 | -30.664 | -31.4393 | -32.1724 | -32.6684 | -33.2579 | -33.8619 | -34.1564 | -35.2249 | -36.2175 | -37.0842 | -38.1629 | -39.209 | -40.4149 | -40.6497 | -41.7189 | -42.6226 | -40.3873 | -41.0587 | -41.6037 | -42.0801 | -42.6238 | -43.2321 | -44.0769 | -44.9174 | -45.8589 | -46.8002 | -47.778 | -48.7407 | -49.7776 | -50.8506 | -51.9399 | -53.049 | -54.1859 | -55.3528 | -56.5185 | -57.7244 | -58.9129 | -60.0751 | -61.2033 | -62.3773 | -63.5788 | -64.7829 | -65.9805 | -67.1797 | -68.3948 | -69.6218 | -70.8886 | -72.1407 | -73.5044 | -74.8255 | -76.1518
Back to top of sheet
Table 2e: WC Level DYAA - Key Components - Final planning
WRMP24 Reference | Component | Derivation | Unit | Decimal places | 2019-20 | 2020-21 | 2021-22 | 2022-23 | 2023-24 | 2024-25 | 2025-26 | 2026-27 | 2027-28 | 2028-29 | 2029-30 | 2030-31 | 2031-32 | 2032-33 | 2033-34 | 2034-35 | 2035-36 | 2036-37 | 2037-38 | 2038-39 | 2039-40 | 2040-41 | 2041-42 | 2042-43 | 2043-44 | 2044-45 | 2045-46 | 2046-47 | 2047-48 | 2048-49 | 2049-50 | 2050-51 | 2051-52 | 2052-53 | 2053-54 | 2054-55 | 2055-56 | 2056-57 | 2057-58 | 2058-59 | 2059-60 | 2060-61 | 2061-62 | 2062-63 | 2063-64 | 2064-65 | 2065-66 | 2066-67 | 2067-68 | 2068-69 | 2069-70 | 2070-71 | 2071-72 | 2072-73 | 2073-74 | 2074-75 | 2075-76 | 2076-77 | 2077-78 | 2078-79 | 2079-80 | 2080-81 | 2081-82 | 2082-83 | 2083-84 | 2084-85 | 2085-86 | 2086-87 | 2087-88 | 2088-89 | 2089-90 | 2090-91 | 2091-92 | 2092-93 | 2093-94 | 2094-95 | 2095-96 | 2096-97 | 2097-98 | 2098-99 | 2099-100 | 2100-01
1FPW | Outage Allowance | Sum (all WRZ 9FP) | Ml/d | 2 | 0 | 0 | 54.2211 | 54.2211 | 54.2211 | 54.2211 | 54.2211 | 54.2211 | 54.2211 | 54.2211 | 54.2211 | 54.2211 | 54.2211 | 54.2211 | 54.2211 | 54.2211 | 54.2211 | 54.2211 | 54.2211 | 54.2211 | 54.2211 | 54.2211 | 54.2211 | 54.2211 | 54.2211 | 54.2211 | 54.2211 | 54.2211 | 54.2211 | 54.2211 | 54.2211 | 54.2211 | 54.2211 | 54.2211 | 54.2211 | 54.2211 | 54.2211 | 54.2211 | 54.2211 | 54.2211 | 54.2211 | 54.2211 | 54.2211 | 54.2211 | 54.2211 | 54.2211 | 54.2211 | 54.2211 | 54.2211 | 54.2211 | 54.2211 | 54.2211 | 54.2211 | 54.2211 | 54.2211 | 54.2211 | 54.2211 | 54.2211 | 54.2211 | 54.2211 | 54.2211 | 54.2211 | 54.2211 | 54.2211 | 54.2211 | 54.2211
2FPW | Average Household - PCC | ((Sum (all WRZ 14FP: 15FP) - Sum (all WRZ 25FP:26FP))*1,000,000)/((Sum (all WRZ 39FP: 40FP))*1,000) | l/h/d | 1 | #DIV/0! | #DIV/0! | 160.8702 | 156.7369 | 154.0398 | 151.3897 | 147.5239 | 143.1709 | 140.8858 | 138.6449 | 136.4498 | 134.4475 | 132.5254 | 130.6177 | 128.3736 | 126.1751 | 124.4502 | 122.8088 | 121.1229 | 119.4792 | 117.8316 | 116.1845 | 114.6495 | 113.1577 | 112.0517 | 111.7182 | 111.4183 | 111.1916 | 110.9535 | 110.7043 | 110.4145 | 109.5286 | 109.4506 | 109.3954 | 109.3266 | 109.2909 | 109.2826 | 109.3523 | 109.4098 | 109.4884 | 109.5589 | 109.6403 | 109.7085 | 109.7886 | 109.8823 | 109.9879 | 110.1031 | 110.2226 | 110.3397 | 110.4447 | 110.5562 | 110.66 | 110.754 | 110.8334 | 110.9236 | 111.0172 | 111.1085 | 111.1988 | 111.2854 | 111.3727 | 111.4639 | 111.5656 | 111.6662 | 111.8055 | 111.9321 | 112.0591
3FPW | Household metering penetration incl. voids | Sum (all WRZ 34FP) / (Sum (all WRZ 34FP) + Sum (all WRZ 34.7FP: 35.1FP)) | % | 1 | #DIV/0! | #DIV/0! | 40.63% | 41.86% | 43.46% | 45.17% | 46.87% | 48.61% | 50.37% | 52.11% | 53.77% | 55.27% | 56.67% | 58.06% | 59.43% | 60.79% | 61.96% | 62.92% | 63.84% | 64.75% | 65.64% | 66.5% | 67.32% | 68.09% | 68.82% | 69.5% | 70.14% | 70.78% | 71.41% | 72.04% | 72.65% | 73.17% | 73.57% | 73.97% | 74.36% | 74.76% | 75.02% | 75.14% | 75.25% | 75.37% | 75.49% | 75.61% | 75.73% | 75.86% | 75.98% | 76.12% | 76.25% | 76.39% | 76.52% | 76.66% | 76.79% | 76.92% | 77.05% | 77.18% | 77.3% | 77.43% | 77.55% | 77.67% | 77.79% | 77.91% | 78.03% | 78.12% | 78.17% | 78.23% | 78.28% | 78.34%
4FPW | Total non-household consumption | Sum (all WRZ 12FP:13FP) - Sum (all WRZ 23FP:24FP) | Ml/d | 2 | 0 | 0 | 130.5267 | 126.1976 | 138.549 | 148.5146 | 160.8967 | 174.4249 | 175.7763 | 179.8729 | 187.1216 | 186.2985 | 185.2736 | 184.1174 | 183.0534 | 181.9804 | 180.4318 | 179.0538 | 177.619 | 177.4573 | 177.301 | 177.0891 | 176.974 | 176.8112 | 176.6562 | 176.5116 | 176.4096 | 176.2943 | 175.2628 | 175.0794 | 174.9357 | 174.7859 | 174.6176 | 174.248 | 173.8698 | 173.4888 | 173.1011 | 172.7135 | 172.3214 | 171.936 | 171.5604 | 171.1908 | 170.8291 | 170.4774 | 170.1395 | 169.8078 | 169.4779 | 169.1493 | 168.826 | 168.5123 | 168.2011 | 167.8935 | 167.5824 | 167.2678 | 166.9555 | 166.6435 | 166.3329 | 166.0217 | 165.7065 | 165.3937 | 165.0846 | 164.7746 | 164.4669 | 164.1578 | 163.85 | 163.5427
5FPW | Total Leakage | Sum (all WRZ 29FP) | Ml/d | 2 | 0 | 0 | 130.4557 | 122.668 | 118.624 | 114.58 | 112.7128 | 110.8456 | 108.9784 | 107.1112 | 105.244 | 103.3768 | 101.5096 | 99.6424 | 97.7752 | 95.908 | 94.0408 | 92.1736 | 90.3064 | 88.4392 | 86.572 | 84.0258 | 81.4796 | 78.9334 | 76.3872 | 73.841 | 71.2948 | 68.7486 | 66.2024 | 63.6562 | 61.11 | 61.11 | 61.11 | 61.11 | 61.11 | 61.11 | 61.11 | 61.11 | 61.11 | 61.11 | 61.11 | 61.11 | 61.11 | 61.11 | 61.11 | 61.11 | 61.11 | 61.11 | 61.11 | 61.11 | 61.11 | 61.11 | 61.11 | 61.11 | 61.11 | 61.11 | 61.11 | 61.11 | 61.11 | 61.11 | 61.11 | 61.11 | 61.11 | 61.11 | 61.11 | 61.11
6FPW | Distribution input | Sum (all WRZ 45FP) | Ml/d | 2 | 0 | 0 | 713.2678 | 692.0529 | 695.4934 | 696.4003 | 698.887 | 701.0488 | 696.6454 | 694.9952 | 696.1706 | 689.1301 | 682.1037 | 674.9773 | 667.125 | 659.4133 | 652.5017 | 645.8129 | 638.8361 | 633.2148 | 627.5907 | 621.1813 | 615.0773 | 609.0132 | 604.0656 | 601.4035 | 598.827 | 596.3325 | 592.8627 | 590.2492 | 587.5366 | 585.4581 | 585.4743 | 585.3472 | 585.1583 | 585.0503 | 585.005 | 585.1824 | 585.3466 | 585.6028 | 585.858 | 586.1634 | 586.4584 | 586.8286 | 587.2543 | 587.7139 | 588.2063 | 588.7303 | 589.276 | 589.8087 | 590.3732 | 590.9145 | 591.4234 | 591.8925 | 592.4002 | 592.9259 | 593.4448 | 593.9523 | 594.4509 | 594.9633 | 595.4913 | 596.0555 | 596.6125 | 597.2861 | 597.9236 | 598.5652
7FPW | Target Headroom | Sum (all WRZ 48FP) | Ml/d | 2 | 0 | 0 | 7.4042 | 7.4057 | 7.8987 | 8.3968 | 8.7541 | 8.1999 | 7.5122 | 6.8358 | 6.3023 | 5.7886 | 4.8267 | 4.2634 | 3.8931 | 3.2829 | 2.8419 | 2.4189 | 2.0676 | 1.7599 | 1.4712 | 1.0637 | 1.1408 | 1.1121 | 0.95765 | 0.95653 | 0.837 | 0.814 | 0.79173 | 0.72279 | 0.58459 | 0.70511 | 0.70511 | 0.70511 | 0.70511 | 0.70511 | 0.70511 | 0.70511 | 0.70511 | 0.70511 | 0.70511 | 0.70511 | 0.70511 | 0.70511 | 0.70511 | 0.70511 | 0.70511 | 0.70511 | 0.70511 | 0.70511 | 0.70511 | 0.70511 | 0.70511 | 0.70511 | 0.70511 | 0.70511 | 0.70511 | 0.70511 | 0.70511 | 0.70511 | 0.70511 | 0.70511 | 0.70511 | 0.70511 | 0.70511 | 0.70511
8FPW | Water Available For Use (own sources) | Sum (all WRZ 10FP) | Ml/d | 2 | 0 | 0 | 762.542 | 761.8949 | 761.2504 | 760.6025 | 759.9397 | 759.282 | 757.6626 | 748.0001 | 747.3344 | 746.6654 | 745.9938 | 745.3197 | 744.6422 | 743.9615 | 743.2777 | 742.5908 | 741.9017 | 741.2099 | 740.5154 | 739.8185 | 739.1188 | 738.4165 | 737.7118 | 737.0047 | 736.295 | 735.583 | 734.8686 | 734.1519 | 733.4329 | 732.7147 | 731.9911 | 731.2654 | 730.5375 | 729.8074 | 729.0751 | 728.3406 | 727.6041 | 726.8654 | 726.1247 | 725.3821 | 724.6374 | 723.8907 | 723.1421 | 722.3916 | 721.6392 | 720.8849 | 720.1287 | 719.3707 | 718.6109 | 717.8493 | 717.086 | 716.3209 | 715.5542 | 714.7856 | 714.0154 | 713.2435 | 712.47 | 711.6948 | 710.9179 | 710.1394 | 709.3593 | 708.5776 | 707.7943 | 707.0094
9FPW | Total Water Available For Use | Sum (all WRZ 11FP) | Ml/d | 2 | 0 | 0 | 758.3104 | 757.5632 | 756.9187 | 756.2707 | 755.6079 | 754.9503 | 753.3309 | 743.6683 | 743.0027 | 742.3336 | 741.662 | 740.9879 | 740.3104 | 739.6297 | 738.946 | 738.2591 | 737.5699 | 736.8781 | 736.1837 | 735.4867 | 734.787 | 734.0848 | 733.3801 | 732.6729 | 731.9632 | 731.2512 | 730.5368 | 729.8201 | 729.1012 | 728.3829 | 727.6594 | 726.9337 | 726.2058 | 725.4756 | 724.7433 | 724.0088 | 723.2723 | 722.5336 | 721.793 | 721.0503 | 720.3056 | 719.559 | 718.8104 | 718.0598 | 717.3074 | 716.5531 | 715.7969 | 715.0389 | 714.2791 | 713.5175 | 712.7542 | 711.9892 | 711.2224 | 710.4539 | 709.6836 | 708.9118 | 708.1382 | 707.363 | 706.5861 | 705.8076 | 705.0275 | 704.2458 | 703.4625 | 702.6776
10FPW | Supply Demand Balance | Sum (all WRZ 50FP) | Ml/d | 2 | 0 | 0 | 37.6384 | 58.1046 | 53.5266 | 51.4736 | 47.9668 | 45.7015 | 49.1732 | 41.8373 | 40.5297 | 47.4149 | 54.7316 | 61.7472 | 69.2923 | 76.9335 | 83.6024 | 90.0272 | 96.6662 | 101.9034 | 107.1218 | 113.2416 | 118.569 | 123.9594 | 128.3568 | 130.3129 | 132.2992 | 134.1047 | 136.8824 | 138.8481 | 140.9799 | 142.2197 | 141.4799 | 140.8814 | 140.3424 | 139.7202 | 139.0332 | 138.1213 | 137.2206 | 136.2258 | 135.2298 | 134.1817 | 133.1422 | 132.0253 | 130.8509 | 129.6409 | 128.396 | 127.1176 | 125.8158 | 124.5251 | 123.2007 | 121.898 | 120.6257 | 119.3915 | 118.1171 | 116.8229 | 115.5337 | 114.2544 | 112.9822 | 111.6946 | 110.3898 | 109.047 | 107.7099 | 106.2546 | 104.8338 | 103.4073
11FPW | All Non-Household Properties (incl. voids) | Sum (all WRZ 31FP:33FP) | 000's | 2 | 0 | 0 | 65.835 | 66.729 | 66.919 | 67.109 | 67.324 | 67.539 | 67.754 | 67.969 | 68.184 | 68.424 | 68.664 | 68.904 | 69.144 | 69.384 | 69.624 | 69.864 | 70.104 | 70.344 | 70.584 | 70.839 | 71.094 | 71.349 | 71.604 | 71.859 | 72.114 | 72.369 | 72.624 | 72.879 | 73.139 | 73.399 | 73.659 | 73.919 | 74.179 | 74.439 | 74.699 | 74.959 | 75.219 | 75.479 | 75.739 | 75.999 | 76.259 | 76.519 | 76.779 | 77.039 | 77.299 | 77.559 | 77.819 | 78.079 | 78.339 | 78.589 | 78.839 | 79.089 | 79.339 | 79.589 | 79.839 | 80.089 | 80.339 | 80.589 | 80.839 | 81.089 | 81.339 | 81.589 | 81.839 | 82.089
12FPW | All Household Properties (incl. voids) | Sum (all WRZ 34FP) + Sum (all WRZ 34.7FP:35.1FP) | 000's | 2 | 0 | 0 | 1174.417 | 1181.2245 | 1189.348 | 1197.1732 | 1205.9945 | 1215.6587 | 1225.7199 | 1235.7491 | 1244.4844 | 1251.4876 | 1258.4696 | 1265.2492 | 1272.1331 | 1278.8931 | 1285.4527 | 1291.6958 | 1297.738 | 1303.5706 | 1309.1928 | 1314.6069 | 1319.8183 | 1324.8268 | 1329.6245 | 1334.2109 | 1338.5848 | 1342.7491 | 1346.7012 | 1350.4416 | 1353.9712 | 1356.9583 | 1358.7106 | 1360.2244 | 1361.764 | 1363.479 | 1365.3388 | 1367.2589 | 1369.1845 | 1371.1282 | 1373.125 | 1375.3818 | 1377.7943 | 1380.3833 | 1383.2714 | 1386.3915 | 1389.7341 | 1393.2356 | 1396.7519 | 1400.1856 | 1403.5822 | 1406.907 | 1410.1692 | 1413.3914 | 1416.5649 | 1419.6702 | 1422.6609 | 1425.5684 | 1428.3781 | 1431.2125 | 1434.1172 | 1437.0679 | 1440.1531 | 1443.3665 | 1446.6806 | 1450.0133
Back to top of sheet
Table 2f: WC Level DYAA - Levels of Service - Final Planning
WRMP24 Reference | Component | Derivation | Unit | Decimal places | 2019-20 | 2020-21 | 2021-22 | 2022-23 | 2023-24 | 2024-25 | 2025-26 | 2026-27 | 2027-28 | 2028-29 | 2029-30 | 2030-31 | 2031-32 | 2032-33 | 2033-34 | 2034-35 | 2035-36 | 2036-37 | 2037-38 | 2038-39 | 2039-40 | 2040-41 | 2041-42 | 2042-43 | 2043-44 | 2044-45 | 2045-46 | 2046-47 | 2047-48 | 2048-49 | 2049-50 | 2050-51 | 2051-52 | 2052-53 | 2053-54 | 2054-55 | 2055-56 | 2056-57 | 2057-58 | 2058-59 | 2059-60 | 2060-61 | 2061-62 | 2062-63 | 2063-64 | 2064-65 | 2065-66 | 2066-67 | 2067-68 | 2068-69 | 2069-70 | 2070-71 | 2071-72 | 2072-73 | 2073-74 | 2074-75 | 2075-76 | 2076-77 | 2077-78 | 2078-79 | 2079-80 | 2080-81 | 2081-82 | 2082-83 | 2083-84 | 2084-85 | 2085-86 | 2086-87 | 2087-88 | 2088-89 | 2089-90 | 2090-91 | 2091-92 | 2092-93 | 2093-94 | 2094-95 | 2095-96 | 2096-97 | 2097-98 | 2098-99 | 2099-100 | 2100-01
1.1FPL | Temporary Use Bans (modelled) | Input | % | 2 |  | 0.49% | 0.49% | 0.49% | 0.49% | 0.49% | 0.49% | 0.49% | 0.49% | 0.49% | 0.49% | 0.49% | 0.49% | 0.49% | 0.49% | 0.49% | 0.49% | 0.49% | 0.49% | 0.49% | 0.49% | 0.49% | 0.49% | 0.49% | 0.49% | 0.49% | 0.49% | 0.49% | 0.49% | 0.49% | 0.49% | 0.49% | 0.49% | 0.49% | 0.49% | 0.49% | 0.49% | 0.49% | 0.49% | 0.49% | 0.49% | 0.49% | 0.49% | 0.49% | 0.49% | 0.49% | 0.49% | 0.49% | 0.49% | 0.49% | 0.49% | 0.49% | 0.49% | 0.49% | 0.49% | 0.49% | 0.49% | 0.49% | 0.49% | 0.49% | 0.49% | 0.49% | 0.49% | 0.49% | 0.49% | 0.49%
1.2FPL | Temporary Use Bans (minimum) | Input | % | 2 |  | 0.66% | 0.66% | 0.66% | 0.66% | 0.66% | 0.66% | 0.66% | 0.66% | 0.66% | 0.66% | 0.66% | 0.66% | 0.66% | 0.66% | 0.66% | 0.66% | 0.66% | 0.66% | 0.66% | 0.66% | 0.66% | 0.66% | 0.66% | 0.66% | 0.66% | 0.66% | 0.66% | 0.66% | 0.66% | 0.66% | 0.66% | 0.66% | 0.66% | 0.66% | 0.66% | 0.66% | 0.66% | 0.66% | 0.66% | 0.66% | 0.66% | 0.66% | 0.66% | 0.66% | 0.66% | 0.66% | 0.66% | 0.66% | 0.66% | 0.66% | 0.66% | 0.66% | 0.66% | 0.66% | 0.66% | 0.66% | 0.66% | 0.66% | 0.66% | 0.66% | 0.66% | 0.66% | 0.66% | 0.66% | 0.66%
2.1FPL | Drought Permits/Orders (modelled) | Input | % | 2 | bar: 2020-21 to 2084-85
2.2FPL | Drought Permits/Orders (minimum) | Input | % | 2 | bar: 2020-21 to 2084-85
3.1FPL | Non Essential Use Bans (modelled) | Input | % | 2 |  | 0.26% | 0.26% | 0.26% | 0.26% | 0.26% | 0.26% | 0.26% | 0.26% | 0.26% | 0.26% | 0.26% | 0.26% | 0.26% | 0.26% | 0.26% | 0.26% | 0.26% | 0.26% | 0.26% | 0.26% | 0.26% | 0.26% | 0.26% | 0.26% | 0.26% | 0.26% | 0.26% | 0.26% | 0.26% | 0.26% | 0.26% | 0.26% | 0.26% | 0.26% | 0.26% | 0.26% | 0.26% | 0.26% | 0.26% | 0.26% | 0.26% | 0.26% | 0.26% | 0.26% | 0.26% | 0.26% | 0.26% | 0.26% | 0.26% | 0.26% | 0.26% | 0.26% | 0.26% | 0.26% | 0.26% | 0.26% | 0.26% | 0.26% | 0.26% | 0.26% | 0.26% | 0.26% | 0.26% | 0.26% | 0.26%
3.2FPL | Non Essential Use Bans (minimum) | Input | % | 2 |  | 0.5% | 0.5% | 0.5% | 0.5% | 0.5% | 0.5% | 0.5% | 0.5% | 0.5% | 0.5% | 0.5% | 0.5% | 0.5% | 0.5% | 0.5% | 0.5% | 0.5% | 0.5% | 0.5% | 0.5% | 0.5% | 0.5% | 0.5% | 0.5% | 0.5% | 0.5% | 0.5% | 0.5% | 0.5% | 0.5% | 0.5% | 0.5% | 0.5% | 0.5% | 0.5% | 0.5% | 0.5% | 0.5% | 0.5% | 0.5% | 0.5% | 0.5% | 0.5% | 0.5% | 0.5% | 0.5% | 0.5% | 0.5% | 0.5% | 0.5% | 0.5% | 0.5% | 0.5% | 0.5% | 0.5% | 0.5% | 0.5% | 0.5% | 0.5% | 0.5% | 0.5% | 0.5% | 0.5% | 0.5% | 0.5%
4.1FPL | Emergency Drought Orders (modelled) | Input | % | 2 |  | 0.2% | 0.2% | 0.2% | 0.2% | 0.2% | 0.2% | 0.2% | 0.2% | 0.2% | 0.2% | 0.2% | 0.2% | 0.2% | 0.2% | 0.2% | 0.2% | 0.2% | 0.2% | 0.2% | 0.2% | 0.2% | 0.2% | 0.2% | 0.2% | 0.2% | 0.2% | 0.2% | 0.2% | 0.2% | 0.2% | 0.2% | 0.2% | 0.2% | 0.2% | 0.2% | 0.2% | 0.2% | 0.2% | 0.2% | 0.2% | 0.2% | 0.2% | 0.2% | 0.2% | 0.2% | 0.2% | 0.2% | 0.2% | 0.2% | 0.2% | 0.2% | 0.2% | 0.2% | 0.2% | 0.2% | 0.2% | 0.2% | 0.2% | 0.2% | 0.2% | 0.2% | 0.2% | 0.2% | 0.2% | 0.2%
4.2FPL | Emergency Drought Orders (minimum) | Input | % | 2 |  | 0.2% | 0.2% | 0.2% | 0.2% | 0.2% | 0.2% | 0.2% | 0.2% | 0.2% | 0.2% | 0.2% | 0.2% | 0.2% | 0.2% | 0.2% | 0.2% | 0.2% | 0.2% | 0.2% | 0.2% | 0.2% | 0.2% | 0.2% | 0.2% | 0.2% | 0.2% | 0.2% | 0.2% | 0.2% | 0.2% | 0.2% | 0.2% | 0.2% | 0.2% | 0.2% | 0.2% | 0.2% | 0.2% | 0.2% | 0.2% | 0.2% | 0.2% | 0.2% | 0.2% | 0.2% | 0.2% | 0.2% | 0.2% | 0.2% | 0.2% | 0.2% | 0.2% | 0.2% | 0.2% | 0.2% | 0.2% | 0.2% | 0.2% | 0.2% | 0.2% | 0.2% | 0.2% | 0.2% | 0.2% | 0.2%

## NWLBWF
Back to title page
Table 3a: DYAA - Baseline
Table 3b: DYAA - Final plan Options
Table 3c: DYAA - Final plan
Table 3d: DYCP - Baseline
Table 3e: DYCP - Final plan Options
Table 3f: DYCP - Final plan
Water Company | Northumbrian Water | Version | 6
WRZ | NWLBWF | Planning Scenario | DYAA
Table 3a: DYAA - Baseline | Back to top of sheet
WRMP24 reference | Component | Derivation | Unit | Decimal places | 2019-20 | 2020-21 | 2021-22 | 2022-23 | 2023-24 | 2024-25 | 2025-26 | 2026-27 | 2027-28 | 2028-29 | 2029-30 | 2030-31 | 2031-32 | 2032-33 | 2033-34 | 2034-35 | 2035-36 | 2036-37 | 2037-38 | 2038-39 | 2039-40 | 2040-41 | 2041-42 | 2042-43 | 2043-44 | 2044-45 | 2045-46 | 2046-47 | 2047-48 | 2048-49 | 2049-50 | 2050-51 | 2051-52 | 2052-53 | 2053-54 | 2054-55 | 2055-56 | 2056-57 | 2057-58 | 2058-59 | 2059-60 | 2060-61 | 2061-62 | 2062-63 | 2063-64 | 2064-65 | 2065-66 | 2066-67 | 2067-68 | 2068-69 | 2069-70 | 2070-71 | 2071-72 | 2072-73 | 2073-74 | 2074-75 | 2075-76 | 2076-77 | 2077-78 | 2078-79 | 2079-80 | 2080-81 | 2081-82 | 2082-83 | 2083-84 | 2084-85 | 2085-86 | 2086-87 | 2087-88 | 2088-89 | 2089-90 | 2090-91 | 2091-92 | 2092-93 | 2093-94 | 2094-95 | 2095-96 | 2096-97 | 2097-98 | 2098-99 | 2099-100
1BL | Raw water abstracted | Input | Ml/d | 2 |  |  | 7.8451 | 7.9509 | 7.9631 | 7.9712 | 8.1445 | 8.1911 | 8.2122 | 8.2306 | 8.2455 | 8.2632 | 8.2726 | 8.2732 | 8.28 | 8.2887 | 8.3007 | 8.3167 | 8.324 | 8.3309 | 8.3363 | 8.3401 | 8.345 | 8.3497 | 8.3534 | 8.357 | 8.3606 | 8.3644 | 8.3673 | 8.3697 | 8.3713 | 8.3296 | 8.3319 | 8.3338 | 8.3356 | 8.3387 | 8.3422 | 8.3472 | 8.3521 | 8.3577 | 8.3629 | 8.3684 | 8.374 | 8.3803 | 8.3869 | 8.3935 | 8.4003 | 8.4076 | 8.4151 | 8.4225 | 8.4295 | 8.4363 | 8.443 | 8.4494 | 8.4556 | 8.4621 | 8.4686 | 8.475 | 8.4814 | 8.4878 | 8.4942 | 8.5011 | 8.5082 | 8.5158 | 8.5231 | 8.5303
1.1BL | Non-potable water supplies (if applicable) | Input | Ml/d | 2 |  |  | 0 | 0 | 0 | 0 | 0 | 0 | 0 | 0 | 0 | 0 | 0 | 0 | 0 | 0 | 0 | 0 | 0 | 0 | 0 | 0 | 0 | 0 | 0 | 0 | 0 | 0 | 0 | 0 | 0 | 0 | 0 | 0 | 0 | 0 | 0 | 0 | 0 | 0 | 0 | 0 | 0 | 0 | 0 | 0 | 0 | 0 | 0 | 0 | 0 | 0 | 0 | 0 | 0 | 0 | 0 | 0 | 0 | 0 | 0 | 0 | 0 | 0 | 0 | 0
2BL | Raw water imported | Input | Ml/d | 2 |  |  | 0 | 0 | 0 | 0 | 0 | 0 | 0 | 0 | 0 | 0 | 0 | 0 | 0 | 0 | 0 | 0 | 0 | 0 | 0 | 0 | 0 | 0 | 0 | 0 | 0 | 0 | 0 | 0 | 0 | 0 | 0 | 0 | 0 | 0 | 0 | 0 | 0 | 0 | 0 | 0 | 0 | 0 | 0 | 0 | 0 | 0 | 0 | 0 | 0 | 0 | 0 | 0 | 0 | 0 | 0 | 0 | 0 | 0 | 0 | 0 | 0 | 0 | 0 | 0
3BL | Potable water imported | Input | Ml/d | 2 |  |  | 0 | 0 | 0 | 0 | 0 | 0 | 0 | 0 | 0 | 0 | 0 | 0 | 0 | 0 | 0 | 0 | 0 | 0 | 0 | 0 | 0 | 0 | 0 | 0 | 0 | 0 | 0 | 0 | 0 | 0 | 0 | 0 | 0 | 0 | 0 | 0 | 0 | 0 | 0 | 0 | 0 | 0 | 0 | 0 | 0 | 0 | 0 | 0 | 0 | 0 | 0 | 0 | 0 | 0 | 0 | 0 | 0 | 0 | 0 | 0 | 0 | 0 | 0 | 0
4BL | Raw water exported enter as -ve | Input | Ml/d | 2 |  |  | 0 | 0 | 0 | 0 | 0 | 0 | 0 | 0 | 0 | 0 | 0 | 0 | 0 | 0 | 0 | 0 | 0 | 0 | 0 | 0 | 0 | 0 | 0 | 0 | 0 | 0 | 0 | 0 | 0 | 0 | 0 | 0 | 0 | 0 | 0 | 0 | 0 | 0 | 0 | 0 | 0 | 0 | 0 | 0 | 0 | 0 | 0 | 0 | 0 | 0 | 0 | 0 | 0 | 0 | 0 | 0 | 0 | 0 | 0 | 0 | 0 | 0 | 0 | 0
5BL | Potable water exported enter as -ve | Input | Ml/d | 2 |  |  | 0 | 0 | 0 | 0 | 0 | 0 | 0 | 0 | 0 | 0 | 0 | 0 | 0 | 0 | 0 | 0 | 0 | 0 | 0 | 0 | 0 | 0 | 0 | 0 | 0 | 0 | 0 | 0 | 0 | 0 | 0 | 0 | 0 | 0 | 0 | 0 | 0 | 0 | 0 | 0 | 0 | 0 | 0 | 0 | 0 | 0 | 0 | 0 | 0 | 0 | 0 | 0 | 0 | 0 | 0 | 0 | 0 | 0 | 0 | 0 | 0 | 0 | 0 | 0
6BL | Deployable Output before forecast changes | Input | Ml/d | 2 |  |  | 10.94 | 10.94 | 10.94 | 10.94 | 10.94 | 10.94 | 10.94 | 10.94 | 10.94 | 10.94 | 10.94 | 10.94 | 10.94 | 10.94 | 10.94 | 10.94 | 10.94 | 10.94 | 10.94 | 10.94 | 10.94 | 10.94 | 10.94 | 10.94 | 10.94 | 10.94 | 10.94 | 10.94 | 10.94 | 10.94 | 10.94 | 10.94 | 10.94 | 10.94 | 10.94 | 10.94 | 10.94 | 10.94 | 10.94 | 10.94 | 10.94 | 10.94 | 10.94 | 10.94 | 10.94 | 10.94 | 10.94 | 10.94 | 10.94 | 10.94 | 10.94 | 10.94 | 10.94 | 10.94 | 10.94 | 10.94 | 10.94 | 10.94 | 10.94 | 10.94 | 10.94 | 10.94 | 10.94 | 10.94
6.1BL | Deployable Output post forecast changes | 6BL + 7BL | Ml/d | 2 | 0 | 0 | 10.94 | 10.94 | 10.94 | 10.94 | 10.94 | 10.94 | 9.98 | 9.98 | 9.98 | 9.98 | 9.98 | 9.98 | 9.98 | 9.98 | 9.98 | 9.98 | 9.98 | 9.98 | 9.98 | 9.98 | 9.98 | 9.98 | 9.98 | 9.98 | 9.98 | 9.98 | 9.98 | 9.98 | 9.98 | 9.98 | 9.98 | 9.98 | 9.98 | 9.98 | 9.98 | 9.98 | 9.98 | 9.98 | 9.98 | 9.98 | 9.98 | 9.98 | 9.98 | 9.98 | 9.98 | 9.98 | 9.98 | 9.98 | 9.98 | 9.98 | 9.98 | 9.98 | 9.98 | 9.98 | 9.98 | 9.98 | 9.98 | 9.98 | 9.98 | 9.98 | 9.98 | 9.98 | 9.98 | 9.98
7BL | Baseline forecast changes to Deployable Output | sum (7.1BL:7.6BL) | Ml/d | 2 | 0 | 0 | 0 | 0 | 0 | 0 | 0 | 0 | -0.96 | -0.96 | -0.96 | -0.96 | -0.96 | -0.96 | -0.96 | -0.96 | -0.96 | -0.96 | -0.96 | -0.96 | -0.96 | -0.96 | -0.96 | -0.96 | -0.96 | -0.96 | -0.96 | -0.96 | -0.96 | -0.96 | -0.96 | -0.96 | -0.96 | -0.96 | -0.96 | -0.96 | -0.96 | -0.96 | -0.96 | -0.96 | -0.96 | -0.96 | -0.96 | -0.96 | -0.96 | -0.96 | -0.96 | -0.96 | -0.96 | -0.96 | -0.96 | -0.96 | -0.96 | -0.96 | -0.96 | -0.96 | -0.96 | -0.96 | -0.96 | -0.96 | -0.96 | -0.96 | -0.96 | -0.96 | -0.96 | -0.96
7.1BL | Change in DO due to climate change | Input | Ml/d | 2 |  |  | 0 | 0 | 0 | 0 | 0 | 0 | 0 | 0 | 0 | 0 | 0 | 0 | 0 | 0 | 0 | 0 | 0 | 0 | 0 | 0 | 0 | 0 | 0 | 0 | 0 | 0 | 0 | 0 | 0 | 0 | 0 | 0 | 0 | 0 | 0 | 0 | 0 | 0 | 0 | 0 | 0 | 0 | 0 | 0 | 0 | 0 | 0 | 0 | 0 | 0 | 0 | 0 | 0 | 0 | 0 | 0 | 0 | 0 | 0 | 0 | 0 | 0 | 0 | 0
7.2BL | Total confirmed DO reductions to restore sustainable abstraction enter as -ve | Input | Ml/d | 2 |  |  | 0 | 0 | 0 | 0 | 0 | 0 | -0.96 | -0.96 | -0.96 | -0.96 | -0.96 | -0.96 | -0.96 | -0.96 | -0.96 | -0.96 | -0.96 | -0.96 | -0.96 | -0.96 | -0.96 | -0.96 | -0.96 | -0.96 | -0.96 | -0.96 | -0.96 | -0.96 | -0.96 | -0.96 | -0.96 | -0.96 | -0.96 | -0.96 | -0.96 | -0.96 | -0.96 | -0.96 | -0.96 | -0.96 | -0.96 | -0.96 | -0.96 | -0.96 | -0.96 | -0.96 | -0.96 | -0.96 | -0.96 | -0.96 | -0.96 | -0.96 | -0.96 | -0.96 | -0.96 | -0.96 | -0.96 | -0.96 | -0.96 | -0.96 | -0.96 | -0.96 | -0.96 | -0.96
7.3BL | Total additional DO reductions for Environmental Destination (excl. any confirmed reductions) enter as -ve | Input | Ml/d | 2 |  |  | 0 | 0 | 0 | 0 | 0 | 0 | 0 | 0 | 0 | 0 | 0 | 0 | 0 | 0 | 0 | 0 | 0 | 0 | 0 | 0 | 0 | 0 | 0 | 0 | 0 | 0 | 0 | 0 | 0 | 0 | 0 | 0 | 0 | 0 | 0 | 0 | 0 | 0 | 0 | 0 | 0 | 0 | 0 | 0 | 0 | 0 | 0 | 0 | 0 | 0 | 0 | 0 | 0 | 0 | 0 | 0 | 0 | 0 | 0 | 0 | 0 | 0 | 0 | 0
7.4BL | Change in DO from prolonged Outage reduction enter as -ve | Input | Ml/d | 2 |  |  | 0 | 0 | 0 | 0 | 0 | 0 | 0 | 0 | 0 | 0 | 0 | 0 | 0 | 0 | 0 | 0 | 0 | 0 | 0 | 0 | 0 | 0 | 0 | 0 | 0 | 0 | 0 | 0 | 0 | 0 | 0 | 0 | 0 | 0 | 0 | 0 | 0 | 0 | 0 | 0 | 0 | 0 | 0 | 0 | 0 | 0 | 0 | 0 | 0 | 0 | 0 | 0 | 0 | 0 | 0 | 0 | 0 | 0 | 0 | 0 | 0 | 0 | 0 | 0
7.5BL | Change in DO from drought measures | Zero for baseline | Ml/d | 2 |  |  | 0 | 0 | 0 | 0 | 0 | 0 | 0 | 0 | 0 | 0 | 0 | 0 | 0 | 0 | 0 | 0 | 0 | 0 | 0 | 0 | 0 | 0 | 0 | 0 | 0 | 0 | 0 | 0 | 0 | 0 | 0 | 0 | 0 | 0 | 0 | 0 | 0 | 0 | 0 | 0 | 0 | 0 | 0 | 0 | 0 | 0 | 0 | 0 | 0 | 0 | 0 | 0 | 0 | 0 | 0 | 0 | 0 | 0 | 0 | 0 | 0 | 0 | 0 | 0
7.6BL | Total other changes to DO (raw water losses that impact DO) | Input | Ml/d | 2 |  |  | 0 | 0 | 0 | 0 | 0 | 0 | 0 | 0 | 0 | 0 | 0 | 0 | 0 | 0 | 0 | 0 | 0 | 0 | 0 | 0 | 0 | 0 | 0 | 0 | 0 | 0 | 0 | 0 | 0 | 0 | 0 | 0 | 0 | 0 | 0 | 0 | 0 | 0 | 0 | 0 | 0 | 0 | 0 | 0 | 0 | 0 | 0 | 0 | 0 | 0 | 0 | 0 | 0 | 0 | 0 | 0 | 0 | 0 | 0 | 0 | 0 | 0 | 0 | 0
8BL | Raw water losses, treatment works losses and operational use | Input | Ml/d | 2 |  |  | 0.48587 | 0.49306 | 0.49389 | 0.49444 | 0.50623 | 0.50939 | 0.51083 | 0.51208 | 0.5131 | 0.5143 | 0.51493 | 0.51498 | 0.51544 | 0.51603 | 0.51685 | 0.51794 | 0.51843 | 0.5189 | 0.51927 | 0.51953 | 0.51986 | 0.52018 | 0.52043 | 0.52068 | 0.52092 | 0.52118 | 0.52137 | 0.52154 | 0.52165 | 0.51881 | 0.51897 | 0.5191 | 0.51922 | 0.51943 | 0.51967 | 0.52001 | 0.52034 | 0.52072 | 0.52108 | 0.52145 | 0.52183 | 0.52226 | 0.52271 | 0.52316 | 0.52362 | 0.52412 | 0.52463 | 0.52513 | 0.52561 | 0.52607 | 0.52652 | 0.52696 | 0.52738 | 0.52782 | 0.52827 | 0.5287 | 0.52913 | 0.52957 | 0.53001 | 0.53048 | 0.53096 | 0.53147 | 0.53197 | 0.53246
9BL | Total Outage Allowance | Input | Ml/d | 2 |  |  | 0.6 | 0.6 | 0.6 | 0.6 | 0.6 | 0.6 | 0.6 | 0.6 | 0.6 | 0.6 | 0.6 | 0.6 | 0.6 | 0.6 | 0.6 | 0.6 | 0.6 | 0.6 | 0.6 | 0.6 | 0.6 | 0.6 | 0.6 | 0.6 | 0.6 | 0.6 | 0.6 | 0.6 | 0.6 | 0.6 | 0.6 | 0.6 | 0.6 | 0.6 | 0.6 | 0.6 | 0.6 | 0.6 | 0.6 | 0.6 | 0.6 | 0.6 | 0.6 | 0.6 | 0.6 | 0.6 | 0.6 | 0.6 | 0.6 | 0.6 | 0.6 | 0.6 | 0.6 | 0.6 | 0.6 | 0.6 | 0.6 | 0.6 | 0.6 | 0.6 | 0.6 | 0.6 | 0.6 | 0.6
10BL | Water Available For Use (own sources) | (6BL + 7BL) - (8BL + 9BL) | Ml/d | 2 | 0 | 0 | 9.8541 | 9.8469 | 9.8461 | 9.8456 | 9.8338 | 9.8306 | 8.8692 | 8.8679 | 8.8669 | 8.8657 | 8.8651 | 8.865 | 8.8646 | 8.864 | 8.8632 | 8.8621 | 8.8616 | 8.8611 | 8.8607 | 8.8605 | 8.8601 | 8.8598 | 8.8596 | 8.8593 | 8.8591 | 8.8588 | 8.8586 | 8.8585 | 8.8583 | 8.8612 | 8.861 | 8.8609 | 8.8608 | 8.8606 | 8.8603 | 8.86 | 8.8597 | 8.8593 | 8.8589 | 8.8586 | 8.8582 | 8.8577 | 8.8573 | 8.8568 | 8.8564 | 8.8559 | 8.8554 | 8.8549 | 8.8544 | 8.8539 | 8.8535 | 8.853 | 8.8526 | 8.8522 | 8.8517 | 8.8513 | 8.8509 | 8.8504 | 8.85 | 8.8495 | 8.849 | 8.8485 | 8.848 | 8.8475
11BL | Total Water Available For Use | 10BL + sum (2BL:5BL) | Ml/d | 2 | 0 | 0 | 9.8541 | 9.8469 | 9.8461 | 9.8456 | 9.8338 | 9.8306 | 8.8692 | 8.8679 | 8.8669 | 8.8657 | 8.8651 | 8.865 | 8.8646 | 8.864 | 8.8632 | 8.8621 | 8.8616 | 8.8611 | 8.8607 | 8.8605 | 8.8601 | 8.8598 | 8.8596 | 8.8593 | 8.8591 | 8.8588 | 8.8586 | 8.8585 | 8.8583 | 8.8612 | 8.861 | 8.8609 | 8.8608 | 8.8606 | 8.8603 | 8.86 | 8.8597 | 8.8593 | 8.8589 | 8.8586 | 8.8582 | 8.8577 | 8.8573 | 8.8568 | 8.8564 | 8.8559 | 8.8554 | 8.8549 | 8.8544 | 8.8539 | 8.8535 | 8.853 | 8.8526 | 8.8522 | 8.8517 | 8.8513 | 8.8509 | 8.8504 | 8.85 | 8.8495 | 8.849 | 8.8485 | 8.848 | 8.8475
12BL | Water delivered measured non-household | Input | Ml/d | 2 |  |  | 1.93 | 1.9082 | 2.0083 | 2.0994 | 2.2941 | 2.3374 | 2.3385 | 2.3406 | 2.3427 | 2.3447 | 2.3465 | 2.3475 | 2.3483 | 2.349 | 2.3497 | 2.3505 | 2.3513 | 2.352 | 2.3528 | 2.3535 | 2.3542 | 2.3548 | 2.3555 | 2.356 | 2.3566 | 2.3572 | 2.3577 | 2.3582 | 2.3587 | 2.3592 | 2.3597 | 2.3599 | 2.3601 | 2.3603 | 2.3605 | 2.3606 | 2.3607 | 2.3608 | 2.3609 | 2.361 | 2.3612 | 2.3613 | 2.3614 | 2.3615 | 2.3616 | 2.3617 | 2.3618 | 2.3619 | 2.362 | 2.362 | 2.3621 | 2.3622 | 2.3622 | 2.3623 | 2.3623 | 2.3623 | 2.3623 | 2.3623 | 2.3623 | 2.3623 | 2.3623 | 2.3623 | 2.3622 | 2.3622
12.1BL | Non-potable water consumption (if applicable) | Input | Ml/d | 2 |  |  | 0 | 0 | 0 | 0 | 0 | 0 | 0 | 0 | 0 | 0 | 0 | 0 | 0 | 0 | 0 | 0 | 0 | 0 | 0 | 0 | 0 | 0 | 0 | 0 | 0 | 0 | 0 | 0 | 0 | 0 | 0 | 0 | 0 | 0 | 0 | 0 | 0 | 0 | 0 | 0 | 0 | 0 | 0 | 0 | 0 | 0 | 0 | 0 | 0 | 0 | 0 | 0 | 0 | 0 | 0 | 0 | 0 | 0 | 0 | 0 | 0 | 0 | 0 | 0
13BL | Water delivered unmeasured non-household | Input | Ml/d | 2 |  |  | 0.085895 | 0.088195 | 0.087781 | 0.087368 | 0.10057 | 0.10057 | 0.10057 | 0.10057 | 0.10057 | 0.1 | 0.099431 | 0.098859 | 0.098859 | 0.098859 | 0.098859 | 0.098859 | 0.098859 | 0.098859 | 0.098859 | 0.098859 | 0.098859 | 0.098859 | 0.098859 | 0.098859 | 0.098859 | 0.098859 | 0.098859 | 0.098859 | 0.098859 | 0.098859 | 0.098859 | 0.098859 | 0.098859 | 0.098859 | 0.098859 | 0.098859 | 0.098859 | 0.098859 | 0.098859 | 0.098859 | 0.098859 | 0.098859 | 0.098859 | 0.098859 | 0.098859 | 0.098859 | 0.098859 | 0.098859 | 0.098859 | 0.098859 | 0.098859 | 0.098859 | 0.098859 | 0.098859 | 0.098859 | 0.098859 | 0.098859 | 0.098859 | 0.098859 | 0.098859 | 0.098859 | 0.098859 | 0.098859 | 0.098859
14BL | Water delivered measured household | Input | Ml/d | 2 |  |  | 1.0739 | 1.0965 | 1.1348 | 1.1814 | 1.2191 | 1.2679 | 1.3347 | 1.3977 | 1.4574 | 1.5147 | 1.5585 | 1.5933 | 1.6343 | 1.6768 | 1.7223 | 1.772 | 1.8132 | 1.8537 | 1.893 | 1.9294 | 1.9652 | 1.9995 | 2.0317 | 2.0624 | 2.0919 | 2.1206 | 2.1484 | 2.1758 | 2.2024 | 2.1825 | 2.2038 | 2.2249 | 2.2461 | 2.2678 | 2.2854 | 2.299 | 2.3125 | 2.3263 | 2.3398 | 2.3533 | 2.3671 | 2.3814 | 2.396 | 2.4105 | 2.4251 | 2.4402 | 2.4554 | 2.4704 | 2.4853 | 2.4999 | 2.5144 | 2.5288 | 2.5429 | 2.5572 | 2.5714 | 2.5854 | 2.5993 | 2.6131 | 2.6268 | 2.6397 | 2.6514 | 2.6634 | 2.6752 | 2.6867
15BL | Water delivered unmeasured household | Input | Ml/d | 2 |  |  | 2.6811 | 2.5829 | 2.5046 | 2.4236 | 2.3513 | 2.306 | 2.2605 | 2.2149 | 2.1691 | 2.129 | 2.0941 | 2.0593 | 2.0244 | 1.9899 | 1.956 | 1.9221 | 1.8875 | 1.8532 | 1.8185 | 1.7851 | 1.7533 | 1.7231 | 1.6939 | 1.666 | 1.6393 | 1.6137 | 1.588 | 1.5622 | 1.5364 | 1.5139 | 1.4942 | 1.4746 | 1.4549 | 1.436 | 1.4219 | 1.4134 | 1.4049 | 1.3968 | 1.3887 | 1.3808 | 1.3728 | 1.365 | 1.3573 | 1.3497 | 1.3422 | 1.3349 | 1.3276 | 1.3202 | 1.3128 | 1.3053 | 1.2979 | 1.2903 | 1.2827 | 1.2753 | 1.268 | 1.2608 | 1.2536 | 1.2466 | 1.2396 | 1.2341 | 1.23 | 1.2261 | 1.2223 | 1.2185
16BL | Percentage of consumption driven by climate change | Input | % | 1 |  |  | 0% | 0.1254% | 0.1267% | 0.1198% | 0.1623% | 0.1708% | 0.185% | 0.1936% | 0.202% | 0.2104% | 0.2244% | 0.2337% | 0.2428% | 0.2518% | 0.2657% | 0.2738% | 0.2824% | 0.291% | 0.3046% | 0.313% | 0.3223% | 0.3321% | 0.3418% | 0.3516% | 0.3614% | 0.3712% | 0.381% | 0.3909% | 0.4008% | 0.4137% | 0.4236% | 0.4336% | 0.4435% | 0.4533% | 0.4631% | 0.4729% | 0.4826% | 0.4924% | 0.5021% | 0.5118% | 0.5213% | 0.5307% | 0.5399% | 0.549% | 0.5579% | 0.5667% | 0.5755% | 0.5231% | 0.4767% | 0.4345% | 0.3958% | 0.362% | 0.3342% | 0.3012% | 0.2694% | 0.2379% | 0.2086% | 0.1796% | 0.1492% | 0.1168% | 0.08358% | 0.04222% | 0.00249% | -0.03711%
17BL | Volume of consumption driven by climate change | 16BL * (12BL + sum(13BL:15BL) - sum (23BL:26BL)) | Ml/d | 2 | 0 | 0 | 0 | 0.0068425 | 0.0069944 | 0.00669 | 0.0093403 | 0.0099134 | 0.010778 | 0.011313 | 0.011831 | 0.012362 | 0.013205 | 0.013758 | 0.014308 | 0.014863 | 0.015715 | 0.01624 | 0.01677 | 0.017302 | 0.018124 | 0.018638 | 0.019206 | 0.019805 | 0.0204 | 0.020995 | 0.021593 | 0.022195 | 0.022794 | 0.023396 | 0.023995 | 0.024592 | 0.025194 | 0.025796 | 0.026392 | 0.026991 | 0.027588 | 0.028193 | 0.028797 | 0.029408 | 0.030017 | 0.030622 | 0.03122 | 0.031817 | 0.032408 | 0.03299 | 0.033565 | 0.034136 | 0.034707 | 0.031587 | 0.02882 | 0.026299 | 0.023982 | 0.021956 | 0.020291 | 0.018307 | 0.01639 | 0.014492 | 0.012721 | 0.010961 | 0.0091147 | 0.007146 | 0.005119 | 0.0025891 | 0.00015285 | -0.002281
18BL | Measured Household - PCC | ((14BL - 25BL) * 1,000,000) / (39BL *1,000) | l/h/d | 1 | #DIV/0! | #DIV/0! | 145.319 | 142.1796 | 139.0808 | 136.4215 | 133.917 | 133.1995 | 132.577 | 132.0506 | 131.6173 | 131.1565 | 130.7601 | 130.2683 | 129.7619 | 129.3036 | 128.9079 | 128.6555 | 128.3339 | 128.037 | 127.7424 | 127.3904 | 127.162 | 126.9584 | 126.7611 | 126.564 | 126.3899 | 126.2768 | 126.1567 | 126.03 | 125.9012 | 123.194 | 123.0912 | 122.9895 | 122.8872 | 122.826 | 122.7719 | 122.7411 | 122.7032 | 122.6797 | 122.652 | 122.6346 | 122.6031 | 122.5859 | 122.5803 | 122.5895 | 122.6091 | 122.6324 | 122.6555 | 122.6711 | 122.6801 | 122.6851 | 122.6814 | 122.6788 | 122.6586 | 122.6572 | 122.6539 | 122.651 | 122.6439 | 122.6373 | 122.6354 | 122.6352 | 122.6371 | 122.6543 | 122.6709 | 122.6882
19BL | Unmeasured Household - PCC | ((15BL - 26BL) * 1,000,000) / (40BL *1,000) | l/h/d | 1 | #DIV/0! | #DIV/0! | 149.5278 | 145.8584 | 143.752 | 141.6314 | 139.7434 | 139.5728 | 139.3952 | 139.2159 | 139.0318 | 138.9165 | 138.8464 | 138.7937 | 138.7317 | 138.6964 | 138.7559 | 138.8199 | 138.7713 | 138.7482 | 138.6871 | 138.6754 | 138.7027 | 138.7569 | 138.7999 | 138.8438 | 138.9395 | 139.1251 | 139.2979 | 139.4706 | 139.6294 | 139.814 | 139.9844 | 140.1538 | 140.3079 | 140.527 | 140.7469 | 141.0313 | 141.3037 | 141.6075 | 141.8991 | 142.193 | 142.4741 | 142.7572 | 143.0423 | 143.3295 | 143.6188 | 143.9105 | 144.2045 | 144.4845 | 144.7417 | 144.9832 | 145.2238 | 145.43 | 145.6375 | 145.8463 | 146.0564 | 146.2677 | 146.4802 | 146.6938 | 146.9084 | 147.1283 | 147.3414 | 147.5795 | 147.8065 | 148.0345
20BL | Average Household - PCC | (((14BL - 25BL) + (15BL - 26BL)) * 1,000,000) / ((39BL + 40BL) *1,000) | l/h/d | 1 | #DIV/0! | #DIV/0! | 148.2913 | 144.7362 | 142.255 | 139.8739 | 137.6909 | 137.236 | 136.7765 | 136.3465 | 135.9477 | 135.5758 | 135.271 | 134.935 | 134.5696 | 134.2298 | 133.9563 | 133.7435 | 133.4454 | 133.1688 | 132.872 | 132.5665 | 132.3457 | 132.151 | 131.956 | 131.7619 | 131.6028 | 131.5153 | 131.4155 | 131.3081 | 131.191 | 129.4891 | 129.3906 | 129.2902 | 129.1814 | 129.12 | 129.0822 | 129.1018 | 129.111 | 129.1392 | 129.1595 | 129.1862 | 129.1972 | 129.2166 | 129.2434 | 129.2805 | 129.3247 | 129.3703 | 129.4154 | 129.45 | 129.4722 | 129.4863 | 129.4936 | 129.4906 | 129.4751 | 129.473 | 129.4696 | 129.4667 | 129.4609 | 129.4553 | 129.4532 | 129.4605 | 129.4743 | 129.5061 | 129.5348 | 129.5645
21BL | Water taken unbilled | Input | Ml/d | 2 |  |  | 0.12337 | 0.12299 | 0.12283 | 0.12262 | 0.12402 | 0.12386 | 0.12362 | 0.12338 | 0.12315 | 0.12294 | 0.1228 | 0.12271 | 0.1226 | 0.12249 | 0.12236 | 0.12221 | 0.1221 | 0.12199 | 0.1219 | 0.1218 | 0.12171 | 0.12163 | 0.12156 | 0.12149 | 0.12142 | 0.12136 | 0.1213 | 0.12125 | 0.1212 | 0.12116 | 0.12111 | 0.12107 | 0.12102 | 0.12097 | 0.12093 | 0.12089 | 0.12084 | 0.1208 | 0.12077 | 0.12072 | 0.12068 | 0.12063 | 0.12058 | 0.12053 | 0.12047 | 0.12042 | 0.12036 | 0.1203 | 0.12024 | 0.12019 | 0.12013 | 0.12008 | 0.12002 | 0.11997 | 0.11992 | 0.11987 | 0.11982 | 0.11977 | 0.11972 | 0.11967 | 0.11962 | 0.11957 | 0.11952 | 0.11946
22BL | Distribution system operational use | Input | Ml/d | 2 |  |  | 0.040016 | 0.040016 | 0.040016 | 0.040016 | 0.040016 | 0.040016 | 0.040016 | 0.040016 | 0.040016 | 0.040016 | 0.040016 | 0.040016 | 0.040016 | 0.040016 | 0.040016 | 0.040016 | 0.040016 | 0.040016 | 0.040016 | 0.040016 | 0.040016 | 0.040016 | 0.040016 | 0.040016 | 0.040016 | 0.040016 | 0.040016 | 0.040016 | 0.040016 | 0.040016 | 0.040016 | 0.040016 | 0.040016 | 0.040016 | 0.040016 | 0.040016 | 0.040016 | 0.040016 | 0.040016 | 0.040016 | 0.040016 | 0.040016 | 0.040016 | 0.040016 | 0.040016 | 0.040016 | 0.040016 | 0.040016 | 0.040016 | 0.040016 | 0.040016 | 0.040016 | 0.040016 | 0.040016 | 0.040016 | 0.040016 | 0.040016 | 0.040016 | 0.040016 | 0.040016 | 0.040016 | 0.040016 | 0.040016 | 0.040016
23BL | Measured Non Household - USPL | Input | Ml/d | 2 |  |  | 0.011022 | 0.010899 | 0.01057 | 0.01024 | 0.010712 | 0.010743 | 0.010774 | 0.010805 | 0.010837 | 0.010857 | 0.010878 | 0.010899 | 0.01092 | 0.01094 | 0.010961 | 0.010982 | 0.011003 | 0.011024 | 0.011044 | 0.011065 | 0.011086 | 0.011107 | 0.011127 | 0.011148 | 0.011169 | 0.01119 | 0.01121 | 0.011231 | 0.011262 | 0.011294 | 0.011325 | 0.011356 | 0.011387 | 0.011418 | 0.011449 | 0.011481 | 0.011512 | 0.011543 | 0.011574 | 0.011605 | 0.011636 | 0.011668 | 0.011699 | 0.01173 | 0.011761 | 0.011792 | 0.011823 | 0.011854 | 0.011886 | 0.011917 | 0.011948 | 0.011979 | 0.01201 | 0.012041 | 0.012073 | 0.012104 | 0.012135 | 0.012166 | 0.012197 | 0.012228 | 0.01226 | 0.012291 | 0.012322 | 0.012353
24BL | Unmeasured Non Household - USPL | Input | Ml/d | 2 |  |  | 0.0032829 | 0.0032672 | 0.0031485 | 0.0030306 | 0.0034887 | 0.0034887 | 0.0034887 | 0.0034887 | 0.0034887 | 0.0034688 | 0.003449 | 0.0034292 | 0.0034292 | 0.0034292 | 0.0034292 | 0.0034292 | 0.0034292 | 0.0034292 | 0.0034292 | 0.0034292 | 0.0034292 | 0.0034292 | 0.0034292 | 0.0034292 | 0.0034292 | 0.0034292 | 0.0034292 | 0.0034292 | 0.0034292 | 0.0034292 | 0.0034292 | 0.0034292 | 0.0034292 | 0.0034292 | 0.0034292 | 0.0034292 | 0.0034292 | 0.0034292 | 0.0034292 | 0.0034292 | 0.0034292 | 0.0034292 | 0.0034292 | 0.0034292 | 0.0034292 | 0.0034292 | 0.0034292 | 0.0034292 | 0.0034292 | 0.0034292 | 0.0034292 | 0.0034292 | 0.0034292 | 0.0034292 | 0.0034292 | 0.0034292 | 0.0034292 | 0.0034292 | 0.0034292 | 0.0034292 | 0.0034292 | 0.0034292 | 0.0034292 | 0.0034292
25BL | Measured Household - USPL | Input | Ml/d | 2 |  |  | 0.053352 | 0.055359 | 0.056947 | 0.059019 | 0.062405 | 0.065227 | 0.069021 | 0.072697 | 0.076294 | 0.079613 | 0.082069 | 0.083846 | 0.085851 | 0.08785 | 0.090043 | 0.0926 | 0.094591 | 0.096511 | 0.098373 | 0.10016 | 0.10185 | 0.10342 | 0.10488 | 0.10624 | 0.10753 | 0.10878 | 0.10998 | 0.11112 | 0.11221 | 0.11315 | 0.11398 | 0.11478 | 0.1156 | 0.11645 | 0.1171 | 0.11755 | 0.118 | 0.11842 | 0.11884 | 0.11929 | 0.11976 | 0.12025 | 0.12079 | 0.12135 | 0.12195 | 0.12258 | 0.12321 | 0.12383 | 0.12444 | 0.12504 | 0.12564 | 0.12623 | 0.12682 | 0.12739 | 0.12795 | 0.12849 | 0.12901 | 0.12953 | 0.13005 | 0.13053 | 0.13098 | 0.13145 | 0.13193 | 0.1324
26BL | Unmeasured Household - USPL | Input | Ml/d | 2 |  |  | 0.15679 | 0.14981 | 0.14234 | 0.13477 | 0.132 | 0.12916 | 0.12633 | 0.1235 | 0.12067 | 0.11824 | 0.1162 | 0.11417 | 0.11213 | 0.1101 | 0.108 | 0.1059 | 0.10388 | 0.10185 | 0.09982 | 0.097841 | 0.095963 | 0.094186 | 0.092507 | 0.090928 | 0.089398 | 0.087868 | 0.086337 | 0.084807 | 0.083277 | 0.081994 | 0.080958 | 0.079922 | 0.078887 | 0.077853 | 0.077214 | 0.076971 | 0.076728 | 0.076485 | 0.076242 | 0.075998 | 0.075755 | 0.075512 | 0.075269 | 0.075026 | 0.074783 | 0.074539 | 0.074296 | 0.074053 | 0.07381 | 0.073569 | 0.073328 | 0.073086 | 0.072845 | 0.072604 | 0.072363 | 0.072122 | 0.071881 | 0.071639 | 0.071398 | 0.071256 | 0.071212 | 0.071169 | 0.071125 | 0.071082
27BL | Void Properties - USPL | Input | Ml/d | 2 |  |  | 0.014203 | 0.014588 | 0.014749 | 0.014957 | 0.013555 | 0.013713 | 0.013959 | 0.014194 | 0.014423 | 0.014632 | 0.014779 | 0.014863 | 0.014974 | 0.015085 | 0.01521 | 0.015369 | 0.015479 | 0.015582 | 0.01568 | 0.015773 | 0.015861 | 0.015942 | 0.016018 | 0.016087 | 0.016153 | 0.016214 | 0.016271 | 0.016322 | 0.016373 | 0.01642 | 0.016466 | 0.016509 | 0.016554 | 0.016601 | 0.016647 | 0.016689 | 0.016731 | 0.016771 | 0.01681 | 0.016852 | 0.016896 | 0.016942 | 0.016992 | 0.017045 | 0.017101 | 0.017159 | 0.017218 | 0.017275 | 0.017332 | 0.017388 | 0.017444 | 0.017499 | 0.017554 | 0.017607 | 0.017659 | 0.01771 | 0.017758 | 0.017807 | 0.017855 | 0.017904 | 0.017955 | 0.018006 | 0.018059 | 0.018111
28BL | Distribution losses | Input | Ml/d | 2 |  |  | 1.1967 | 1.3976 | 1.3499 | 1.3019 | 1.3018 | 1.3016 | 1.3003 | 1.2992 | 1.2982 | 1.2971 | 1.2965 | 1.2967 | 1.2966 | 1.2965 | 1.2963 | 1.2956 | 1.2955 | 1.2955 | 1.2956 | 1.2956 | 1.2957 | 1.2958 | 1.2959 | 1.2961 | 1.2962 | 1.2964 | 1.2967 | 1.297 | 1.2974 | 1.2976 | 1.2978 | 1.2979 | 1.2981 | 1.2982 | 1.2981 | 1.2978 | 1.2975 | 1.2973 | 1.297 | 1.2967 | 1.2964 | 1.2961 | 1.2957 | 1.2953 | 1.2949 | 1.2944 | 1.2939 | 1.2935 | 1.293 | 1.2926 | 1.2921 | 1.2917 | 1.2913 | 1.2908 | 1.2904 | 1.2901 | 1.2897 | 1.2893 | 1.289 | 1.2886 | 1.2881 | 1.2876 | 1.287 | 1.2865
29BL | Total Leakage | sum (23BL:28BL) | Ml/d | 2 | 0 | 0 | 1.4353 | 1.6315 | 1.5777 | 1.5239 | 1.5239 | 1.5239 | 1.5239 | 1.5239 | 1.5239 | 1.5239 | 1.5239 | 1.5239 | 1.5239 | 1.5239 | 1.5239 | 1.5239 | 1.5239 | 1.5239 | 1.5239 | 1.5239 | 1.5239 | 1.5239 | 1.5239 | 1.5239 | 1.5239 | 1.5239 | 1.5239 | 1.5239 | 1.5239 | 1.5239 | 1.5239 | 1.5239 | 1.5239 | 1.5239 | 1.5239 | 1.5239 | 1.5239 | 1.5239 | 1.5239 | 1.5239 | 1.5239 | 1.5239 | 1.5239 | 1.5239 | 1.5239 | 1.5239 | 1.5239 | 1.5239 | 1.5239 | 1.5239 | 1.5239 | 1.5239 | 1.5239 | 1.5239 | 1.5239 | 1.5239 | 1.5239 | 1.5239 | 1.5239 | 1.5239 | 1.5239 | 1.5239 | 1.5239 | 1.5239
30BL | Leakage/property | (29BL * 1,000,000) / (36BL * 1,000) | l/prop/d | 2 | #DIV/0! | #DIV/0! | 132.4102 | 149.19 | 142.6159 | 135.6545 | 133.975 | 132.586 | 130.2604 | 128.1279 | 126.1375 | 124.286 | 123.057 | 122.4405 | 121.624 | 120.823 | 119.8981 | 118.6896 | 117.9305 | 117.2389 | 116.5999 | 116.003 | 115.4527 | 114.954 | 114.5009 | 114.0888 | 113.7133 | 113.3692 | 113.0676 | 112.8105 | 112.5768 | 112.3597 | 112.1283 | 111.9199 | 111.7011 | 111.4576 | 111.2046 | 110.9472 | 110.692 | 110.4506 | 110.2186 | 109.9686 | 109.7009 | 109.4159 | 109.1061 | 108.7786 | 108.432 | 108.0649 | 107.6982 | 107.3434 | 106.9953 | 106.6557 | 106.321 | 105.9891 | 105.6641 | 105.3533 | 105.053 | 104.7613 | 104.4875 | 104.2172 | 103.9444 | 103.6651 | 103.3715 | 103.0692 | 102.7645 | 102.4674
31BL | Measured Non Household - properties | Input | 000's | 2 |  |  | 0.86727 | 0.86138 | 0.8639 | 0.86643 | 0.90636 | 0.909 | 0.91163 | 0.91427 | 0.91691 | 0.91866 | 0.92042 | 0.92218 | 0.92394 | 0.92569 | 0.92745 | 0.92921 | 0.93097 | 0.93273 | 0.93448 | 0.93624 | 0.938 | 0.93976 | 0.94151 | 0.94327 | 0.94503 | 0.94679 | 0.94855 | 0.9503 | 0.95294 | 0.95558 | 0.95821 | 0.96085 | 0.96349 | 0.96612 | 0.96876 | 0.9714 | 0.97403 | 0.97667 | 0.97931 | 0.98194 | 0.98458 | 0.98722 | 0.98985 | 0.99249 | 0.99513 | 0.99776 | 1.0004 | 1.003 | 1.0057 | 1.0083 | 1.0109 | 1.0136 | 1.0162 | 1.0189 | 1.0215 | 1.0241 | 1.0268 | 1.0294 | 1.032 | 1.0347 | 1.0373 | 1.0399 | 1.0426 | 1.0452
32BL | Unmeasured Non Household - properties | Input | 000's | 2 |  |  | 0.11973 | 0.12308 | 0.12266 | 0.12223 | 0.1407 | 0.1407 | 0.1407 | 0.1407 | 0.1407 | 0.1399 | 0.1391 | 0.1383 | 0.1383 | 0.1383 | 0.1383 | 0.1383 | 0.1383 | 0.1383 | 0.1383 | 0.1383 | 0.1383 | 0.1383 | 0.1383 | 0.1383 | 0.1383 | 0.1383 | 0.1383 | 0.1383 | 0.1383 | 0.1383 | 0.1383 | 0.1383 | 0.1383 | 0.1383 | 0.1383 | 0.1383 | 0.1383 | 0.1383 | 0.1383 | 0.1383 | 0.1383 | 0.1383 | 0.1383 | 0.1383 | 0.1383 | 0.1383 | 0.1383 | 0.1383 | 0.1383 | 0.1383 | 0.1383 | 0.1383 | 0.1383 | 0.1383 | 0.1383 | 0.1383 | 0.1383 | 0.1383 | 0.1383 | 0.1383 | 0.1383 | 0.1383 | 0.1383 | 0.1383
33BL | All void non-households - properties | Input | 000's | 2 |  |  | 0.209 | 0.21692 | 0.21721 | 0.2175 | 0.16009 | 0.16045 | 0.16082 | 0.16118 | 0.16154 | 0.16159 | 0.16163 | 0.16167 | 0.16191 | 0.16215 | 0.1624 | 0.16264 | 0.16288 | 0.16312 | 0.16337 | 0.16361 | 0.16385 | 0.16409 | 0.16433 | 0.16458 | 0.16482 | 0.16506 | 0.1653 | 0.16555 | 0.16591 | 0.16627 | 0.16664 | 0.167 | 0.16736 | 0.16773 | 0.16809 | 0.16845 | 0.16882 | 0.16918 | 0.16954 | 0.16991 | 0.17027 | 0.17063 | 0.171 | 0.17136 | 0.17172 | 0.17209 | 0.17245 | 0.17281 | 0.17318 | 0.17354 | 0.1739 | 0.17427 | 0.17463 | 0.17499 | 0.17536 | 0.17572 | 0.17608 | 0.17645 | 0.17681 | 0.17717 | 0.17754 | 0.1779 | 0.17826 | 0.17863
34BL | Measured households - properties (excl. void) | Year before + sum (34.1BL:34.6BL) | 000's | 2 |  |  | 3.617 | 3.7755 | 3.993 | 4.2641 | 4.5096 | 4.7346 | 5.0424 | 5.3401 | 5.631 | 5.9004 | 6.0987 | 6.2391 | 6.399 | 6.5583 | 6.7338 | 6.9402 | 7.0989 | 7.2514 | 7.3991 | 7.541 | 7.6744 | 7.7986 | 7.9142 | 8.0217 | 8.1234 | 8.2218 | 8.3155 | 8.4043 | 8.4896 | 8.5631 | 8.6286 | 8.6915 | 8.7557 | 8.8228 | 8.8754 | 8.9128 | 8.9501 | 8.9859 | 9.0207 | 9.0578 | 9.0971 | 9.1388 | 9.1837 | 9.231 | 9.2809 | 9.3337 | 9.3867 | 9.4386 | 9.4899 | 9.5403 | 9.5903 | 9.6403 | 9.6896 | 9.7373 | 9.7838 | 9.8294 | 9.8729 | 9.916 | 9.9597 | 10.0005 | 10.0396 | 10.08 | 10.1211 | 10.1613
34.1BL | New build properties - properties | Input (new builds in each year) | 000's | 2 |  |  | 0.096 | 0.093637 | 0.12798 | 0.17224 | 0.14323 | 0.11949 | 0.20549 | 0.19499 | 0.18801 | 0.18226 | 0.12474 | 0.064636 | 0.084843 | 0.084273 | 0.098409 | 0.13046 | 0.0836 | 0.077182 | 0.072195 | 0.068207 | 0.063486 | 0.058054 | 0.05325 | 0.048866 | 0.044898 | 0.041466 | 0.036651 | 0.031502 | 0.027843 | 0.025939 | 0.027786 | 0.025099 | 0.026464 | 0.029516 | 0.030811 | 0.031507 | 0.031366 | 0.029805 | 0.028751 | 0.031143 | 0.033527 | 0.035894 | 0.039252 | 0.041765 | 0.044492 | 0.047443 | 0.047729 | 0.046483 | 0.045893 | 0.044974 | 0.04461 | 0.044512 | 0.043851 | 0.042171 | 0.040976 | 0.040016 | 0.037747 | 0.037449 | 0.038009 | 0.039128 | 0.041374 | 0.042875 | 0.04346 | 0.042628
34.2BL | Meter optants - properties | Input (meter optants in each year) | 000's | 2 |  |  | 0 | 0.072769 | 0.0985 | 0.11 | 0.11247 | 0.11494 | 0.11494 | 0.11494 | 0.11494 | 0.09852 | 0.0821 | 0.0821 | 0.0821 | 0.0821 | 0.084772 | 0.084772 | 0.0821 | 0.0821 | 0.0821 | 0.080048 | 0.075942 | 0.071838 | 0.067733 | 0.063628 | 0.061575 | 0.061575 | 0.061575 | 0.061575 | 0.061575 | 0.051312 | 0.04105 | 0.04105 | 0.04105 | 0.04105 | 0.02463 | 0.00821 | 0.00821 | 0.00821 | 0.00821 | 0.00821 | 0.00821 | 0.00821 | 0.00821 | 0.00821 | 0.00821 | 0.00821 | 0.00821 | 0.00821 | 0.00821 | 0.00821 | 0.00821 | 0.00821 | 0.00821 | 0.00821 | 0.00821 | 0.00821 | 0.00821 | 0.00821 | 0.00821 | 0.004105 | 0 | 0 | 0 | 0
34.3BL | Compulsory metering - properties | Input (compulsory meters in each year) | 000's | 2 |  |  | 0 | 0 | 0 | 0 | 0 | 0 | 0 | 0 | 0 | 0 | 0 | 0 | 0 | 0 | 0 | 0 | 0 | 0 | 0 | 0 | 0 | 0 | 0 | 0 | 0 | 0 | 0 | 0 | 0 | 0 | 0 | 0 | 0 | 0 | 0 | 0 | 0 | 0 | 0 | 0 | 0 | 0 | 0 | 0 | 0 | 0 | 0 | 0 | 0 | 0 | 0 | 0 | 0 | 0 | 0 | 0 | 0 | 0 | 0 | 0 | 0 | 0 | 0 | 0
34.4BL | Metering on change of occupancy - properties | Input (change of occupancy meters in each year) | 000's | 2 |  |  | 0 | 0 | 0 | 0 | 0 | 0 | 0 | 0 | 0 | 0 | 0 | 0 | 0 | 0 | 0 | 0 | 0 | 0 | 0 | 0 | 0 | 0 | 0 | 0 | 0 | 0 | 0 | 0 | 0 | 0 | 0 | 0 | 0 | 0 | 0 | 0 | 0 | 0 | 0 | 0 | 0 | 0 | 0 | 0 | 0 | 0 | 0 | 0 | 0 | 0 | 0 | 0 | 0 | 0 | 0 | 0 | 0 | 0 | 0 | 0 | 0 | 0 | 0 | 0
34.5BL | Selective metering - properties | Input (selective meters in each year) | 000's | 2 |  |  | 0 | 0 | 0 | 0 | 0 | 0 | 0 | 0 | 0 | 0 | 0 | 0 | 0 | 0 | 0 | 0 | 0 | 0 | 0 | 0 | 0 | 0 | 0 | 0 | 0 | 0 | 0 | 0 | 0 | 0 | 0 | 0 | 0 | 0 | 0 | 0 | 0 | 0 | 0 | 0 | 0 | 0 | 0 | 0 | 0 | 0 | 0 | 0 | 0 | 0 | 0 | 0 | 0 | 0 | 0 | 0 | 0 | 0 | 0 | 0 | 0 | 0 | 0 | 0
34.6BL | Other changes to existing metering - properties | Input (other changes to meters in each year) | 000's | 2 |  |  | 0 | -0.0079157 | -0.0090226 | -0.011117 | -0.010199 | -0.0094 | -0.012631 | -0.012276 | -0.012053 | -0.011339 | -0.0085609 | -0.006303 | -0.0070622 | -0.0070408 | -0.0076723 | -0.0088763 | -0.0070155 | -0.0067744 | -0.006587 | -0.0063601 | -0.0060285 | -0.0056702 | -0.0053354 | -0.0050165 | -0.0047903 | -0.0046614 | -0.0044805 | -0.0042871 | -0.0041496 | -0.0036925 | -0.0033763 | -0.0032754 | -0.0033266 | -0.0034413 | -0.0028731 | -0.0022823 | -0.002277 | -0.0022184 | -0.0021788 | -0.0022686 | -0.0023582 | -0.0024471 | -0.0025733 | -0.0026677 | -0.0027702 | -0.002881 | -0.0028918 | -0.002845 | -0.0028228 | -0.0027883 | -0.0027746 | -0.0027709 | -0.0027461 | -0.002683 | -0.0026381 | -0.002602 | -0.0025168 | -0.0025056 | -0.0025266 | -0.0024144 | -0.0023446 | -0.002401 | -0.002423 | -0.0023917
34.7BL | Measured household void properties | Input | 000's | 2 |  |  | 0.14 | 0.14738 | 0.15587 | 0.16645 | 0.17604 | 0.18482 | 0.19684 | 0.20846 | 0.21981 | 0.23033 | 0.23807 | 0.24355 | 0.24979 | 0.25601 | 0.26287 | 0.27092 | 0.27711 | 0.28307 | 0.28883 | 0.29437 | 0.29958 | 0.30443 | 0.30894 | 0.31314 | 0.31711 | 0.32095 | 0.32461 | 0.32808 | 0.3314 | 0.33428 | 0.33683 | 0.33929 | 0.34179 | 0.34441 | 0.34646 | 0.34792 | 0.34938 | 0.35078 | 0.35214 | 0.35358 | 0.35512 | 0.35675 | 0.3585 | 0.36035 | 0.36229 | 0.36435 | 0.36643 | 0.36845 | 0.37045 | 0.37242 | 0.37437 | 0.37632 | 0.37825 | 0.38011 | 0.38193 | 0.38371 | 0.3854 | 0.38709 | 0.38879 | 0.39039 | 0.39191 | 0.39349 | 0.39509 | 0.39666
35BL | Unmeasured households - properties (excl. void) | Input | 000's | 2 |  |  | 5.718 | 5.6436 | 5.5452 | 5.4356 | 5.3236 | 5.2094 | 5.0952 | 4.981 | 4.8668 | 4.7687 | 4.6866 | 4.6045 | 4.5224 | 4.4403 | 4.3558 | 4.2713 | 4.1895 | 4.1077 | 4.0259 | 3.9461 | 3.8703 | 3.7987 | 3.731 | 3.6673 | 3.6056 | 3.5438 | 3.4821 | 3.4204 | 3.3587 | 3.307 | 3.2652 | 3.2234 | 3.1816 | 3.1399 | 3.1142 | 3.1044 | 3.0946 | 3.0848 | 3.0749 | 3.0651 | 3.0553 | 3.0455 | 3.0357 | 3.0259 | 3.0161 | 3.0063 | 2.9965 | 2.9867 | 2.9769 | 2.9671 | 2.9574 | 2.9477 | 2.938 | 2.9282 | 2.9185 | 2.9088 | 2.8991 | 2.8893 | 2.8796 | 2.8739 | 2.8721 | 2.8704 | 2.8686 | 2.8668
35.1BL | Unmeasured household void properties | Input | 000's | 2 |  |  | 0.169 | 0.16773 | 0.1648 | 0.16155 | 0.15822 | 0.15482 | 0.15143 | 0.14804 | 0.14464 | 0.14173 | 0.13929 | 0.13685 | 0.13441 | 0.13197 | 0.12945 | 0.12694 | 0.12451 | 0.12208 | 0.11965 | 0.11728 | 0.11503 | 0.1129 | 0.11089 | 0.10899 | 0.10716 | 0.10532 | 0.10349 | 0.10166 | 0.099822 | 0.098284 | 0.097042 | 0.0958 | 0.094559 | 0.093319 | 0.092554 | 0.092263 | 0.091971 | 0.09168 | 0.091388 | 0.091097 | 0.090805 | 0.090514 | 0.090222 | 0.089931 | 0.089639 | 0.089348 | 0.089057 | 0.088765 | 0.088474 | 0.088185 | 0.087895 | 0.087606 | 0.087317 | 0.087028 | 0.086739 | 0.08645 | 0.086161 | 0.085872 | 0.085583 | 0.085412 | 0.08536 | 0.085308 | 0.085256 | 0.085204
36BL | Total Resource Zone Properties (incl. voids) | sum (31BL:34BL) + 34.7BL + 35BL + 35.1BL | 000's | 2 | 0 | 0 | 10.84 | 10.9356 | 11.0626 | 11.2338 | 11.3746 | 11.4938 | 11.699 | 11.8937 | 12.0814 | 12.2614 | 12.3838 | 12.4462 | 12.5297 | 12.6128 | 12.7101 | 12.8395 | 12.9221 | 12.9984 | 13.0696 | 13.1369 | 13.1995 | 13.2567 | 13.3092 | 13.3573 | 13.4014 | 13.442 | 13.4779 | 13.5086 | 13.5367 | 13.5628 | 13.5908 | 13.6161 | 13.6428 | 13.6726 | 13.7037 | 13.7355 | 13.7672 | 13.7972 | 13.8263 | 13.8577 | 13.8915 | 13.9277 | 13.9673 | 14.0093 | 14.0541 | 14.1018 | 14.1499 | 14.1966 | 14.2428 | 14.2882 | 14.3331 | 14.378 | 14.4223 | 14.4648 | 14.5061 | 14.5465 | 14.5847 | 14.6225 | 14.6609 | 14.7004 | 14.7421 | 14.7854 | 14.8292 | 14.8722
37BL | Measured Non Household - Population | Input | 000's | 2 |  |  | 0.40148 | 0.40912 | 0.41665 | 0.42392 | 0.43018 | 0.43621 | 0.44614 | 0.45754 | 0.46857 | 0.47895 | 0.49139 | 0.50954 | 0.52435 | 0.53558 | 0.54525 | 0.55368 | 0.56145 | 0.56922 | 0.57724 | 0.58537 | 0.59455 | 0.6043 | 0.61458 | 0.62574 | 0.63722 | 0.64871 | 0.66049 | 0.67145 | 0.68218 | 0.6926 | 0.70201 | 0.70985 | 0.71614 | 0.72145 | 0.72614 | 0.73112 | 0.7339 | 0.73465 | 0.73481 | 0.73524 | 0.73498 | 0.73434 | 0.73548 | 0.74011 | 0.74674 | 0.75324 | 0.76037 | 0.76736 | 0.7748 | 0.78335 | 0.79212 | 0.80115 | 0.80991 | 0.81809 | 0.82625 | 0.83473 | 0.84232 | 0.84827 | 0.85359 | 0.85777 | 0.86163 | 0.86536 | 0.86871 | 0.87186
38BL | Unmeasured Non Household - Population | Input | 000's | 2 |  |  | 0.076416 | 0.07787 | 0.079304 | 0.080687 | 0.081877 | 0.083026 | 0.084916 | 0.087086 | 0.089185 | 0.091161 | 0.093528 | 0.096984 | 0.099802 | 0.10194 | 0.10378 | 0.10538 | 0.10686 | 0.10834 | 0.10987 | 0.11142 | 0.11316 | 0.11502 | 0.11698 | 0.1191 | 0.12128 | 0.12347 | 0.12571 | 0.1278 | 0.12984 | 0.13183 | 0.13362 | 0.13511 | 0.13631 | 0.13732 | 0.13821 | 0.13916 | 0.13969 | 0.13983 | 0.13986 | 0.13994 | 0.13989 | 0.13977 | 0.13999 | 0.14087 | 0.14213 | 0.14337 | 0.14472 | 0.14606 | 0.14747 | 0.1491 | 0.15077 | 0.15249 | 0.15415 | 0.15571 | 0.15726 | 0.15888 | 0.16032 | 0.16145 | 0.16247 | 0.16326 | 0.164 | 0.16471 | 0.16534 | 0.16595
39BL | Measured Household - Population | Input | 000's | 2 |  |  | 7.0227 | 7.3224 | 7.7499 | 8.227 | 8.6376 | 9.0291 | 9.547 | 10.034 | 10.4931 | 10.942 | 11.2908 | 11.5874 | 11.933 | 12.2888 | 12.6618 | 13.0537 | 13.3921 | 13.7241 | 14.0487 | 14.3592 | 14.6537 | 14.9347 | 15.2 | 15.456 | 15.7006 | 15.9318 | 16.1582 | 16.3824 | 16.6015 | 16.7971 | 16.9779 | 17.1572 | 17.3367 | 17.5155 | 17.6608 | 17.7726 | 17.8851 | 17.9973 | 18.1074 | 18.2172 | 18.3302 | 18.4456 | 18.561 | 18.6732 | 18.7845 | 18.8988 | 19.0139 | 19.1292 | 19.2441 | 19.3577 | 19.4713 | 19.5845 | 19.6976 | 19.8098 | 19.9216 | 20.032 | 20.1416 | 20.2511 | 20.3594 | 20.4601 | 20.5521 | 20.6429 | 20.732 | 20.8191
40BL | Unmeasured Household - Population | Input | 000's | 2 |  |  | 16.882 | 16.6813 | 16.433 | 16.1605 | 15.8813 | 15.5964 | 15.31 | 15.0225 | 14.7338 | 14.4749 | 14.2449 | 14.0143 | 13.7838 | 13.5534 | 13.3184 | 13.0834 | 12.8529 | 12.6227 | 12.3927 | 12.1669 | 11.9491 | 11.7393 | 11.5377 | 11.3443 | 11.1555 | 10.9674 | 10.7799 | 10.5931 | 10.4071 | 10.2412 | 10.0956 | 9.9509 | 9.8073 | 9.6645 | 9.5541 | 9.4762 | 9.3994 | 9.3239 | 9.2494 | 9.1761 | 9.1039 | 9.0328 | 8.9626 | 8.8934 | 8.8251 | 8.7576 | 8.691 | 8.6251 | 8.56 | 8.4957 | 8.4322 | 8.3695 | 8.3076 | 8.2464 | 8.186 | 8.1264 | 8.0676 | 8.0095 | 7.9522 | 7.9039 | 7.8646 | 7.826 | 7.7881 | 7.7509
41BL | Total Resource Zone Population | sum (37BL:40BL) | 000's | 2 | 0 | 0 | 24.3825 | 24.4906 | 24.6788 | 24.8922 | 25.031 | 25.1447 | 25.3881 | 25.6011 | 25.7847 | 25.987 | 26.1206 | 26.2082 | 26.3409 | 26.4797 | 26.6292 | 26.7962 | 26.9133 | 27.0244 | 27.1286 | 27.2229 | 27.3105 | 27.3933 | 27.4693 | 27.5452 | 27.6146 | 27.6714 | 27.7243 | 27.7748 | 27.8206 | 27.8627 | 27.9091 | 27.9531 | 27.9964 | 28.0388 | 28.0793 | 28.119 | 28.1581 | 28.1956 | 28.2315 | 28.2685 | 28.309 | 28.3524 | 28.3991 | 28.4476 | 28.4985 | 28.5531 | 28.61 | 28.6677 | 28.7263 | 28.7859 | 28.8464 | 28.9076 | 28.9693 | 29.0301 | 29.0912 | 29.1521 | 29.2118 | 29.2703 | 29.3277 | 29.3851 | 29.4423 | 29.499 | 29.5542 | 29.6078
42BL | Average household occupancy rate (excl. voids) | (39BL + 40BL) / (34BL + 35BL) | h/prop | 1 | #DIV/0! | #DIV/0! | 2.5608 | 2.5484 | 2.5354 | 2.5143 | 2.4935 | 2.4764 | 2.452 | 2.4277 | 2.4031 | 2.3823 | 2.3676 | 2.361 | 2.3547 | 2.3496 | 2.3428 | 2.3313 | 2.325 | 2.3195 | 2.3144 | 2.3092 | 2.3043 | 2.3 | 2.296 | 2.2928 | 2.2897 | 2.2863 | 2.2833 | 2.2813 | 2.2795 | 2.2778 | 2.2763 | 2.2752 | 2.2739 | 2.2721 | 2.2699 | 2.2675 | 2.2653 | 2.2634 | 2.2617 | 2.2596 | 2.2575 | 2.2552 | 2.2525 | 2.2491 | 2.2452 | 2.2412 | 2.2373 | 2.2337 | 2.2303 | 2.227 | 2.2238 | 2.2207 | 2.2178 | 2.2152 | 2.2128 | 2.2105 | 2.2087 | 2.2069 | 2.2051 | 2.2031 | 2.2008 | 2.1983 | 2.1956 | 2.1929
43BL | Total Household Metering penetration (excl. voids) | 34BL / (34BL + 35BL) | % | 1 | #DIV/0! | #DIV/0! | 38.75% | 40.08% | 41.86% | 43.96% | 45.86% | 47.61% | 49.74% | 51.74% | 53.64% | 55.3% | 56.55% | 57.54% | 58.59% | 59.63% | 60.72% | 61.9% | 62.89% | 63.84% | 64.76% | 65.65% | 66.48% | 67.25% | 67.96% | 68.63% | 69.26% | 69.88% | 70.48% | 71.07% | 71.65% | 72.14% | 72.55% | 72.95% | 73.35% | 73.75% | 74.03% | 74.17% | 74.31% | 74.44% | 74.58% | 74.72% | 74.86% | 75% | 75.16% | 75.31% | 75.47% | 75.64% | 75.8% | 75.96% | 76.12% | 76.28% | 76.43% | 76.58% | 76.73% | 76.88% | 77.02% | 77.16% | 77.3% | 77.44% | 77.57% | 77.68% | 77.76% | 77.84% | 77.92% | 77.99%
44BL | Total Household Metering penetration (incl. voids) | (34BL) / (34BL + 34.7BL + 35BL + 35.1BL) | % | 1 | #DIV/0! | #DIV/0! | 37.51% | 38.79% | 40.5% | 42.52% | 44.35% | 46.04% | 48.09% | 50.01% | 51.84% | 53.44% | 54.63% | 55.59% | 56.6% | 57.6% | 58.65% | 59.78% | 60.73% | 61.64% | 62.53% | 63.38% | 64.17% | 64.91% | 65.6% | 66.23% | 66.84% | 67.44% | 68.02% | 68.58% | 69.14% | 69.6% | 69.99% | 70.38% | 70.76% | 71.15% | 71.41% | 71.55% | 71.68% | 71.81% | 71.94% | 72.07% | 72.21% | 72.35% | 72.49% | 72.64% | 72.8% | 72.96% | 73.11% | 73.27% | 73.42% | 73.57% | 73.71% | 73.86% | 74.01% | 74.15% | 74.28% | 74.42% | 74.55% | 74.68% | 74.81% | 74.91% | 74.98% | 75.06% | 75.14% | 75.21%
45BL | Distribution input | sum (12BL:15BL) +21BL + 22BL + 27BL + 28BL | Ml/d | 2 | 0 | 0 | 7.1451 | 7.2509 | 7.2631 | 7.2712 | 7.4445 | 7.4911 | 7.5122 | 7.5306 | 7.5455 | 7.5632 | 7.5726 | 7.5732 | 7.58 | 7.5887 | 7.6007 | 7.6167 | 7.624 | 7.6309 | 7.6363 | 7.6401 | 7.645 | 7.6497 | 7.6534 | 7.657 | 7.6606 | 7.6644 | 7.6673 | 7.6697 | 7.6713 | 7.6296 | 7.6319 | 7.6338 | 7.6356 | 7.6387 | 7.6422 | 7.6472 | 7.6521 | 7.6577 | 7.6629 | 7.6684 | 7.674 | 7.6803 | 7.6869 | 7.6935 | 7.7003 | 7.7076 | 7.7151 | 7.7225 | 7.7295 | 7.7363 | 7.743 | 7.7494 | 7.7556 | 7.7621 | 7.7686 | 7.775 | 7.7814 | 7.7878 | 7.7942 | 7.8011 | 7.8082 | 7.8158 | 7.8231 | 7.8303
46BL | Target headroom (climate change component) | Input | Ml/d | 2 |  |  | 0.07274 | 0.073296 | 0.07275 | 0.073157 | 0.075662 | 0.083849 | 0.091625 | 0.1041 | 0.11016 | 0.11541 | 0.10325 | 0.07955 | 0.083905 | 0.079279 | 0.07499 | 0.080022 | 0.084972 | 0.091509 | 0.096746 | 0.10009 | 0.096237 | 0.091933 | 0.088684 | 0.08597 | 0.080811 | 0.087391 | 0.094975 | 0.096378 | 0.099439 | 0.10296 | 0.10296 | 0.10296 | 0.10296 | 0.10296 | 0.10296 | 0.10296 | 0.10296 | 0.10296 | 0.10296 | 0.10296 | 0.10296 | 0.10296 | 0.10296 | 0.10296 | 0.10296 | 0.10296 | 0.10296 | 0.10296 | 0.10296 | 0.10296 | 0.10296 | 0.10296 | 0.10296 | 0.10296 | 0.10296 | 0.10296 | 0.10296 | 0.10296 | 0.10296 | 0.10296 | 0.10296 | 0.10296 | 0.10296 | 0.10296
47BL | Target headroom (All other components) | Input | Ml/d | 2 |  |  | 0.49369 | 0.49464 | 0.49536 | 0.49405 | 0.49527 | 0.4876 | 0.47743 | 0.46961 | 0.4628 | 0.45758 | 0.44741 | 0.44037 | 0.43589 | 0.42847 | 0.42248 | 0.41814 | 0.41246 | 0.40661 | 0.40051 | 0.39685 | 0.39198 | 0.38765 | 0.38242 | 0.37814 | 0.37383 | 0.36982 | 0.36106 | 0.36017 | 0.35632 | 0.35239 | 0.35239 | 0.35239 | 0.35239 | 0.35239 | 0.35239 | 0.35239 | 0.35239 | 0.35239 | 0.35239 | 0.35239 | 0.35239 | 0.35239 | 0.35239 | 0.35239 | 0.35239 | 0.35239 | 0.35239 | 0.35239 | 0.35239 | 0.35239 | 0.35239 | 0.35239 | 0.35239 | 0.35239 | 0.35239 | 0.35239 | 0.35239 | 0.35239 | 0.35239 | 0.35239 | 0.35239 | 0.35239 | 0.35239 | 0.35239
48BL | Target Headroom | 46BL + 47BL | Ml/d | 2 | 0 | 0 | 0.56643 | 0.56794 | 0.56811 | 0.56721 | 0.57093 | 0.57145 | 0.56905 | 0.57371 | 0.57297 | 0.573 | 0.55066 | 0.51992 | 0.5198 | 0.50775 | 0.49747 | 0.49817 | 0.49744 | 0.49812 | 0.49725 | 0.49694 | 0.48822 | 0.47958 | 0.4711 | 0.46411 | 0.45464 | 0.45721 | 0.45604 | 0.45655 | 0.45576 | 0.45535 | 0.45535 | 0.45535 | 0.45535 | 0.45535 | 0.45535 | 0.45535 | 0.45535 | 0.45535 | 0.45535 | 0.45535 | 0.45535 | 0.45535 | 0.45535 | 0.45535 | 0.45535 | 0.45535 | 0.45535 | 0.45535 | 0.45535 | 0.45535 | 0.45535 | 0.45535 | 0.45535 | 0.45535 | 0.45535 | 0.45535 | 0.45535 | 0.45535 | 0.45535 | 0.45535 | 0.45535 | 0.45535 | 0.45535 | 0.45535
49BL | Available Headroom | 11BL - 45BL | Ml/d | 2 | 0 | 0 | 2.709 | 2.5961 | 2.5831 | 2.5744 | 2.3893 | 2.3395 | 1.3569 | 1.3373 | 1.3214 | 1.3025 | 1.2925 | 1.2918 | 1.2845 | 1.2753 | 1.2625 | 1.2453 | 1.2376 | 1.2302 | 1.2244 | 1.2204 | 1.2152 | 1.2101 | 1.2061 | 1.2023 | 1.1985 | 1.1944 | 1.1914 | 1.1887 | 1.187 | 1.2316 | 1.2291 | 1.2271 | 1.2252 | 1.2219 | 1.2181 | 1.2128 | 1.2075 | 1.2016 | 1.196 | 1.1902 | 1.1842 | 1.1775 | 1.1704 | 1.1634 | 1.1561 | 1.1483 | 1.1403 | 1.1324 | 1.1249 | 1.1176 | 1.1105 | 1.1036 | 1.097 | 1.0901 | 1.0831 | 1.0763 | 1.0695 | 1.0626 | 1.0557 | 1.0484 | 1.0408 | 1.0327 | 1.0249 | 1.0172
49.1BL | Available non-potable balance (if applicable) | 1.1BL -12.1BL | Ml/d | 2 | 0 | 0 | 0 | 0 | 0 | 0 | 0 | 0 | 0 | 0 | 0 | 0 | 0 | 0 | 0 | 0 | 0 | 0 | 0 | 0 | 0 | 0 | 0 | 0 | 0 | 0 | 0 | 0 | 0 | 0 | 0 | 0 | 0 | 0 | 0 | 0 | 0 | 0 | 0 | 0 | 0 | 0 | 0 | 0 | 0 | 0 | 0 | 0 | 0 | 0 | 0 | 0 | 0 | 0 | 0 | 0 | 0 | 0 | 0 | 0 | 0 | 0 | 0 | 0 | 0 | 0
50BL | Supply Demand Balance | 49BL - 48BL | Ml/d | 2 | 0 | 0 | 2.1426 | 2.0281 | 2.015 | 2.0072 | 1.8183 | 1.7681 | 0.78787 | 0.76361 | 0.74841 | 0.72953 | 0.74185 | 0.77186 | 0.76475 | 0.76751 | 0.765 | 0.74718 | 0.74014 | 0.73203 | 0.72713 | 0.72343 | 0.72696 | 0.73052 | 0.73502 | 0.73822 | 0.74386 | 0.73721 | 0.73532 | 0.73218 | 0.73127 | 0.77623 | 0.7738 | 0.77175 | 0.76983 | 0.76653 | 0.76273 | 0.75742 | 0.75218 | 0.74626 | 0.7407 | 0.73485 | 0.72885 | 0.72214 | 0.71507 | 0.70801 | 0.70076 | 0.69294 | 0.68491 | 0.67706 | 0.66951 | 0.66227 | 0.65514 | 0.64827 | 0.64168 | 0.63473 | 0.62778 | 0.62091 | 0.61415 | 0.6073 | 0.6004 | 0.59304 | 0.58545 | 0.57738 | 0.56956 | 0.56189
Table 3b: DYAA - Final plan Options | Back to top of sheet
WRMP24 reference | Option type | Cat ID | Unit | Decimal places | 2019-20 | 2020-21 | 2021-22 | 2022-23 | 2023-24 | 2024-25 | 2025-26 | 2026-27 | 2027-28 | 2028-29 | 2029-30 | 2030-31 | 2031-32 | 2032-33 | 2033-34 | 2034-35 | 2035-36 | 2036-37 | 2037-38 | 2038-39 | 2039-40 | 2040-41 | 2041-42 | 2042-43 | 2043-44 | 2044-45 | 2045-46 | 2046-47 | 2047-48 | 2048-49 | 2049-50 | 2050-51 | 2051-52 | 2052-53 | 2053-54 | 2054-55 | 2055-56 | 2056-57 | 2057-58 | 2058-59 | 2059-60 | 2060-61 | 2061-62 | 2062-63 | 2063-64 | 2064-65 | 2065-66 | 2066-67 | 2067-68 | 2068-69 | 2069-70 | 2070-71 | 2071-72 | 2072-73 | 2073-74 | 2074-75 | 2075-76 | 2076-77 | 2077-78 | 2078-79 | 2079-80 | 2080-81 | 2081-82 | 2082-83 | 2083-84 | 2084-85 | 2085-86 | 2086-87 | 2087-88 | 2088-89 | 2089-90 | 2090-91 | 2091-92 | 2092-93 | 2093-94 | 2094-95 | 2095-96 | 2096-97 | 2097-98 | 2098-99 | 2099-100
1.11FP | Non potable supplies input reductions as -ve and increases as +ve | RSNPS | Ml/d | 2 |  |  | 0 | 0 | 0 | 0 | 0 | 0 | 0 | 0 | 0 | 0 | 0 | 0 | 0 | 0 | 0 | 0 | 0 | 0 | 0 | 0 | 0 | 0 | 0 | 0 | 0 | 0 | 0 | 0 | 0 | 140 | 140 | 140 | 140 | 140 | 140 | 140 | 140 | 140 | 140 | 140 | 140 | 140 | 140 | 140 | 140 | 140 | 140 | 140 | 140 | 140 | 140 | 140 | 140 | 140 | 140 | 140 | 140 | 140 | 140 | 140 | 140 | 140 | 140 | 140
2.1FP | Raw water imports input reductions as -ve | RSRWI | Ml/d | 2 |  |  | 0 | 0 | 0 | 0 | 0 | 0 | 0 | 0 | 0 | 0 | 0 | 0 | 0 | 0 | 0 | 0 | 0 | 0 | 0 | 0 | 0 | 0 | 0 | 0 | 0 | 0 | 0 | 0 | 0 | 0 | 0 | 0 | 0 | 0 | 0 | 0 | 0 | 0 | 0 | 0 | 0 | 0 | 0 | 0 | 0 | 0 | 0 | 0 | 0 | 0 | 0 | 0 | 0 | 0 | 0 | 0 | 0 | 0 | 0 | 0 | 0 | 0 | 0 | 0
3.1FP | Potable water imports input reductions as -ve | RSPWI | Ml/d | 2 |  |  | 0 | 0 | 0 | 0 | 0 | 0 | 0 | 0 | 0 | 0 | 0 | 0 | 0 | 0 | 0 | 0 | 0 | 0 | 0 | 0 | 0 | 0 | 0 | 0 | 0 | 0 | 0 | 0 | 0 | 0 | 0 | 0 | 0 | 0 | 0 | 0 | 0 | 0 | 0 | 0 | 0 | 0 | 0 | 0 | 0 | 0 | 0 | 0 | 0 | 0 | 0 | 0 | 0 | 0 | 0 | 0 | 0 | 0 | 0 | 0 | 0 | 0 | 0 | 0
4.1FP | Raw water exports input reductions as +ve and increases as -ve | RSRWE | Ml/d | 2 |  |  | 0 | 0 | 0 | 0 | 0 | 0 | 0 | 0 | 0 | 0 | 0 | 0 | 0 | 0 | 0 | 0 | 0 | 0 | 0 | 0 | 0 | 0 | 0 | 0 | 0 | 0 | 0 | 0 | 0 | 0 | 0 | 0 | 0 | 0 | 0 | 0 | 0 | 0 | 0 | 0 | 0 | 0 | 0 | 0 | 0 | 0 | 0 | 0 | 0 | 0 | 0 | 0 | 0 | 0 | 0 | 0 | 0 | 0 | 0 | 0 | 0 | 0 | 0 | 0
5.1FP | Potable water exports input reductions as +ve and increases as -ve | RSPWE | Ml/d | 2 |  |  | 0 | 0 | 0 | 0 | 0 | 0 | 0 | 0 | 0 | 0 | 0 | 0 | 0 | 0 | 0 | 0 | 0 | 0 | 0 | 0 | 0 | 0 | 0 | 0 | 0 | 0 | 0 | 0 | 0 | 0 | 0 | 0 | 0 | 0 | 0 | 0 | 0 | 0 | 0 | 0 | 0 | 0 | 0 | 0 | 0 | 0 | 0 | 0 | 0 | 0 | 0 | 0 | 0 | 0 | 0 | 0 | 0 | 0 | 0 | 0 | 0 | 0 | 0 | 0
6.2FP | DO benefit from increase raw water abstractions | RSRWA | Ml/d | 2 |  |  | 0 | 0 | 0 | 0 | 0 | 0 | 0 | 0 | 0 | 0 | 0 | 0 | 0 | 0 | 0 | 0 | 0 | 0 | 0 | 0 | 0 | 0 | 0 | 0 | 0 | 0 | 0 | 0 | 0 | 0 | 0 | 0 | 0 | 0 | 0 | 0 | 0 | 0 | 0 | 0 | 0 | 0 | 0 | 0 | 0 | 0 | 0 | 0 | 0 | 0 | 0 | 0 | 0 | 0 | 0 | 0 | 0 | 0 | 0 | 0 | 0 | 0 | 0 | 0
6.3FP | Other options to increase deployable output | RSIPO | Ml/d | 2 |  |  | 0 | 0 | 0 | 0 | 0 | 0 | 0 | 0 | 0 | 0 | 0 | 0 | 0 | 0 | 0 | 0 | 0 | 0 | 0 | 0 | 0 | 0 | 0 | 0 | 0 | 0 | 0 | 0 | 0 | 0 | 0 | 0 | 0 | 0 | 0 | 0 | 0 | 0 | 0 | 0 | 0 | 0 | 0 | 0 | 0 | 0 | 0 | 0 | 0 | 0 | 0 | 0 | 0 | 0 | 0 | 0 | 0 | 0 | 0 | 0 | 0 | 0 | 0 | 0
7.01FP | DO benefit from supply side drought measures | RSDPS | Ml/d | 2 |  |  | 0 | 0 | 0 | 0 | 0 | 0 | 0 | 0 | 0 | 0 | 0 | 0 | 0 | 0 | 0 | 0 | 0 | 0 | 0 | 0 | 0 | 0 | 0 | 0 | 0 | 0 | 0 | 0 | 0 | 0 | 0 | 0 | 0 | 0 | 0 | 0 | 0 | 0 | 0 | 0 | 0 | 0 | 0 | 0 | 0 | 0 | 0 | 0 | 0 | 0 | 0 | 0 | 0 | 0 | 0 | 0 | 0 | 0 | 0 | 0 | 0 | 0 | 0 | 0
7.02FP | Benefit from demand side drought measures | RSDPD | Ml/d | 2 |  |  | 0.34 | 0.34 | 0.34 | 0.34 | 0.34 | 0.34 | 0.34 | 0.34 | 0.34 | 0.34 | 0.34 | 0.34 | 0.34 | 0.34 | 0.34 | 0.34 | 0.34 | 0.34 | 0.34 | 0.34 | 0.34 | 0.34 | 0.34 | 0.34 | 0.34 | 0.34 | 0.34 | 0.34 | 0.34 | 0.34 | 0.34 | 0.34 | 0.34 | 0.34 | 0.34 | 0.34 | 0.34 | 0.34 | 0.34 | 0.34 | 0.34 | 0.34 | 0.34 | 0.34 | 0.34 | 0.34 | 0.34 | 0.34 | 0.34 | 0.34 | 0.34 | 0.34 | 0.34 | 0.34 | 0.34 | 0.34 | 0.34 | 0.34 | 0.34 | 0.34 | 0.34 | 0.34 | 0.34 | 0.34
8.1FP | Reduce raw water losses and operational use input as -ve | RSLOU | Ml/d | 2 |  |  | 0 | 0 | 0 | 0 | 0 | 0 | 0 | 0 | 0 | 0 | 0 | 0 | 0 | 0 | 0 | 0 | 0 | 0 | 0 | 0 | 0 | 0 | 0 | 0 | 0 | 0 | 0 | 0 | 0 | 0 | 0 | 0 | 0 | 0 | 0 | 0 | 0 | 0 | 0 | 0 | 0 | 0 | 0 | 0 | 0 | 0 | 0 | 0 | 0 | 0 | 0 | 0 | 0 | 0 | 0 | 0 | 0 | 0 | 0 | 0 | 0 | 0 | 0 | 0
8.2FP | Reduce treatment works losses input as -ve | PSTWL | Ml/d | 2 |  |  | 0 | 0 | 0 | 0 | 0 | 0 | 0 | 0 | 0 | 0 | 0 | 0 | 0 | 0 | 0 | 0 | 0 | 0 | 0 | 0 | 0 | 0 | 0 | 0 | 0 | 0 | 0 | 0 | 0 | 0 | 0 | 0 | 0 | 0 | 0 | 0 | 0 | 0 | 0 | 0 | 0 | 0 | 0 | 0 | 0 | 0 | 0 | 0 | 0 | 0 | 0 | 0 | 0 | 0 | 0 | 0 | 0 | 0 | 0 | 0 | 0 | 0 | 0 | 0
9.1FP | Reduce outages input as -ve | PSROU | Ml/d | 2 |  |  | 0 | 0 | 0 | 0 | 0 | 0 | 0 | 0 | 0 | 0 | 0 | 0 | 0 | 0 | 0 | 0 | 0 | 0 | 0 | 0 | 0 | 0 | 0 | 0 | 0 | 0 | 0 | 0 | 0 | 0 | 0 | 0 | 0 | 0 | 0 | 0 | 0 | 0 | 0 | 0 | 0 | 0 | 0 | 0 | 0 | 0 | 0 | 0 | 0 | 0 | 0 | 0 | 0 | 0 | 0 | 0 | 0 | 0 | 0 | 0 | 0 | 0 | 0 | 0
12.2FP | Change volume delivered to measured non households input reductions as -ve, line to include both measured non-household consumption and USPL options | CVMNH | Ml/d | 2 |  |  | 0 | 0 | 0 | 0 | -0.00019203 | -0.00038985 | -0.00075595 | -0.0011223 | -0.0014888 | -0.0019804 | -0.0024721 | -0.0029639 | -0.0034559 | -0.0039481 | -0.0045377 | -0.0051275 | -0.0057175 | -0.0057654 | -0.0058134 | -0.0058787 | -0.0059443 | -0.00601 | -0.006076 | -0.0061421 | -0.0062085 | -0.0062751 | -0.0063419 | -0.0064089 | -0.0064772 | -0.0064806 | -0.0064839 | -0.0064873 | -0.0064906 | -0.006494 | -0.0064973 | -0.0065006 | -0.006504 | -0.0065073 | -0.0065107 | -0.006514 | -0.0065174 | -0.0065207 | -0.0065241 | -0.0065274 | -0.0065307 | -0.0065341 | -0.0065374 | -0.0065408 | -0.0065441 | -0.0065475 | -0.0065508 | -0.0065542 | -0.0065575 | -0.0065608 | -0.0065642 | -0.0065675 | -0.0065709 | -0.0065742 | -0.0065776 | -0.0065809 | -0.0065843 | -0.0065876 | -0.0065909 | -0.0065943
13.1FP | Change volume delivered to unmeasured non households input reductions as -ve, line to include both unmeasured non-household consumption and USPL options | CVUNH | Ml/d | 2 |  |  | 0 | 0 | 0 | 0 | -0.04092 | -0.081794 | -0.081804 | -0.081815 | -0.081826 | -0.081834 | -0.081842 | -0.08185 | -0.081859 | -0.081869 | -0.081879 | -0.081888 | -0.081898 | -0.081908 | -0.081917 | -0.081931 | -0.081944 | -0.081957 | -0.08197 | -0.081983 | -0.081996 | -0.08201 | -0.082023 | -0.082036 | -0.082049 | -0.082049 | -0.082049 | -0.082049 | -0.082049 | -0.082049 | -0.082049 | -0.082049 | -0.082049 | -0.082049 | -0.082049 | -0.082049 | -0.082049 | -0.082049 | -0.082049 | -0.082049 | -0.082049 | -0.082049 | -0.082049 | -0.082049 | -0.082049 | -0.082049 | -0.082049 | -0.082049 | -0.082049 | -0.082049 | -0.082049 | -0.082049 | -0.082049 | -0.082049 | -0.082049 | -0.082049 | -0.082049 | -0.082049 | -0.082049 | -0.082049
14.1FP | Change volume delivered to measured households input reductions as -ve, line to include both measured household consumption and USPL options | CVMHH | Ml/d | 2 |  |  | 0 | 0 | 0 | 0 | -0.054725 | 0.01556 | 0.069033 | 0.078638 | 0.072239 | 0.061359 | 0.049797 | 0.037363 | 0.020315 | 0.0023001 | -0.025896 | -0.055879 | -0.078575 | -0.10193 | -0.12597 | -0.15066 | -0.17571 | -0.20118 | -0.22162 | -0.23182 | -0.24191 | -0.25171 | -0.26171 | -0.27202 | -0.28246 | -0.2704 | -0.27379 | -0.27727 | -0.28067 | -0.28375 | -0.28571 | -0.2865 | -0.28735 | -0.28823 | -0.28912 | -0.28984 | -0.29054 | -0.29117 | -0.29159 | -0.29175 | -0.29171 | -0.29162 | -0.29155 | -0.29161 | -0.29175 | -0.29194 | -0.29217 | -0.29246 | -0.2928 | -0.29323 | -0.29373 | -0.29425 | -0.29489 | -0.29554 | -0.29612 | -0.29639 | -0.29626 | -0.29597 | -0.29562 | -0.29527
15.1FP | Change volume delivered to unmeasured households input reductions as -ve, line to include both unmeasured household consumption and USPL options | CVUHH | Ml/d | 2 |  |  | 0 | 0 | 0 | 0 | -0.06415 | -0.16129 | -0.27954 | -0.3277 | -0.35661 | -0.37887 | -0.39995 | -0.42021 | -0.44401 | -0.46686 | -0.47597 | -0.4822 | -0.49732 | -0.51164 | -0.52505 | -0.53799 | -0.5504 | -0.56231 | -0.56918 | -0.56721 | -0.5653 | -0.56338 | -0.5613 | -0.55906 | -0.55665 | -0.55346 | -0.54894 | -0.54443 | -0.53992 | -0.53554 | -0.53232 | -0.53038 | -0.52845 | -0.5266 | -0.52476 | -0.52295 | -0.52115 | -0.51938 | -0.51764 | -0.51592 | -0.51422 | -0.51255 | -0.51089 | -0.50923 | -0.50754 | -0.50584 | -0.50416 | -0.50244 | -0.50073 | -0.49905 | -0.49739 | -0.49575 | -0.49413 | -0.49253 | -0.49095 | -0.48971 | -0.48877 | -0.48789 | -0.48701 | -0.48614
21.1FP | Options to reduce water taken unbilled input as -ve | CSWTU | Ml/d | 2 |  |  | 0 | 0 | 0 | 0 | 0.00015188 | 0.00024044 | 0.00015923 | 0.00013479 | 0.0001255 | 0.00012061 | 0.00011634 | 0.00011207 | 0.00010779 | 0.00010352 | 0.00011098 | 0.00012059 | 0.00012059 | 0.00012059 | 0.00012059 | 0.00012059 | 0.00012059 | 0.00012059 | 0.00012059 | 0.00012059 | 0.00012059 | 0.00012059 | 0.00012059 | 0.00012059 | 0.00012059 | 0.00012059 | 0.00012059 | 0.00012059 | 0.00012059 | 0.00012059 | 0.00012059 | 0.00012059 | 0.00012059 | 0.00012059 | 0.00012059 | 0.00012059 | 0.00012059 | 0.00012059 | 0.00012059 | 0.00012059 | 0.00012059 | 0.00012059 | 0.00012059 | 0.00012059 | 0.00012059 | 0.00012059 | 0.00012059 | 0.00012059 | 0.00012059 | 0.00012059 | 0.00012059 | 0.00012059 | 0.00012059 | 0.00012059 | 0.00012059 | 0.00012059 | 0.00012059 | 0.00012059 | 0.00012059 | 0.00012059
22.1FP | Reduce distribution system operational use (DSOU) input as -ve | DSDOU | Ml/d | 2 |  |  | 0 | 0 | 0 | 0 | 0 | 0 | 0 | 0 | 0 | 0 | 0 | 0 | 0 | 0 | 0 | 0 | 0 | 0 | 0 | 0 | 0 | 0 | 0 | 0 | 0 | 0 | 0 | 0 | 0 | 0 | 0 | 0 | 0 | 0 | 0 | 0 | 0 | 0 | 0 | 0 | 0 | 0 | 0 | 0 | 0 | 0 | 0 | 0 | 0 | 0 | 0 | 0 | 0 | 0 | 0 | 0 | 0 | 0 | 0 | 0 | 0 | 0 | 0 | 0
23.1FP | Options impacting on measured Non Household - USPL input reductions as -ve | CUMNH | Ml/d | 2 |  |  | 0 | 0 | 0 | 0 | 0.00055601 | 0.0010868 | 0.000886 | 0.00068419 | 0.00048136 | 0.00027853 | 7.5025e-05 | -0.00012916 | -0.00033402 | -0.00053956 | -0.00074577 | -0.00095266 | -0.0011602 | -0.0013685 | -0.0015774 | -0.0018614 | -0.0021463 | -0.0024321 | -0.0027188 | -0.0030065 | -0.0032951 | -0.0035846 | -0.003875 | -0.0041664 | -0.0044635 | -0.0044781 | -0.0044926 | -0.0045072 | -0.0045217 | -0.0045362 | -0.0045508 | -0.0045653 | -0.0045799 | -0.0045944 | -0.004609 | -0.0046235 | -0.004638 | -0.0046526 | -0.0046671 | -0.0046817 | -0.0046962 | -0.0047107 | -0.0047253 | -0.0047398 | -0.0047544 | -0.0047689 | -0.0047835 | -0.004798 | -0.0048125 | -0.0048271 | -0.0048416 | -0.0048562 | -0.0048707 | -0.0048852 | -0.0048998 | -0.0049143 | -0.0049289 | -0.0049434 | -0.004958 | -0.0049725
24.1FP | Options impacting on unmeasured Non Household - USPL input reductions as -ve | CUUNH | Ml/d | 2 |  |  | 0 | 0 | 0 | 0 | -0.001452 | -0.0028577 | -0.0028684 | -0.002879 | -0.0028896 | -0.0028983 | -0.0029064 | -0.0029138 | -0.0029234 | -0.0029331 | -0.0029427 | -0.0029524 | -0.002962 | -0.0029717 | -0.0029814 | -0.0029945 | -0.0030077 | -0.0030209 | -0.003034 | -0.0030472 | -0.0030604 | -0.0030736 | -0.0030867 | -0.0030999 | -0.0031131 | -0.0031131 | -0.0031131 | -0.0031131 | -0.0031131 | -0.0031131 | -0.0031131 | -0.0031131 | -0.0031131 | -0.0031131 | -0.0031131 | -0.0031131 | -0.0031131 | -0.0031131 | -0.0031131 | -0.0031131 | -0.0031131 | -0.0031131 | -0.0031131 | -0.0031131 | -0.0031131 | -0.0031131 | -0.0031131 | -0.0031131 | -0.0031131 | -0.0031131 | -0.0031131 | -0.0031131 | -0.0031131 | -0.0031131 | -0.0031131 | -0.0031131 | -0.0031131 | -0.0031131 | -0.0031131 | -0.0031131
25.1FP | Options impacting on measured Household - USPL input reductions as -ve | CUMHH | Ml/d | 2 |  |  | 0 | 0 | 0 | 0 | -0.00087071 | 0.0014426 | 0.0042736 | 0.0040044 | 0.0028341 | 0.0013445 | -0.00019314 | -0.0017298 | -0.0033654 | -0.0050728 | -0.007409 | -0.0099674 | -0.012063 | -0.014207 | -0.0164 | -0.019289 | -0.022226 | -0.025203 | -0.028214 | -0.031253 | -0.034326 | -0.037441 | -0.040588 | -0.043762 | -0.046967 | -0.047407 | -0.047794 | -0.048168 | -0.048548 | -0.048945 | -0.049249 | -0.049458 | -0.049667 | -0.049867 | -0.050062 | -0.050269 | -0.050489 | -0.050721 | -0.050971 | -0.051235 | -0.051512 | -0.051806 | -0.052101 | -0.052389 | -0.052674 | -0.052955 | -0.053233 | -0.053511 | -0.053786 | -0.054051 | -0.054311 | -0.054565 | -0.054807 | -0.055048 | -0.055291 | -0.055516 | -0.055728 | -0.055948 | -0.056171 | -0.056389
26.1FP | Options impacting on unmeasured Household - USPL input reductions as -ve | CUUHH | Ml/d | 2 |  |  | 0 | 0 | 0 | 0 | -0.0024241 | -0.010925 | -0.020568 | -0.024499 | -0.026855 | -0.028727 | -0.030493 | -0.032179 | -0.033784 | -0.03531 | -0.035772 | -0.036017 | -0.037003 | -0.037923 | -0.038777 | -0.040045 | -0.041254 | -0.04241 | -0.043521 | -0.044592 | -0.045612 | -0.046564 | -0.047448 | -0.048263 | -0.049011 | -0.048412 | -0.047929 | -0.047445 | -0.046962 | -0.04648 | -0.046182 | -0.046068 | -0.045955 | -0.045841 | -0.045728 | -0.045614 | -0.045501 | -0.045387 | -0.045274 | -0.04516 | -0.045047 | -0.044933 | -0.04482 | -0.044706 | -0.044593 | -0.04448 | -0.044368 | -0.044255 | -0.044143 | -0.04403 | -0.043918 | -0.043805 | -0.043693 | -0.04358 | -0.043467 | -0.043401 | -0.043381 | -0.04336 | -0.04334 | -0.04332
27.1FP | Options impacting on Void properties - USPL input reductions as -ve | CUVPP | Ml/d | 2 |  |  | 0 | 0 | 0 | 0 | -0.00015188 | -0.00024044 | -0.00015923 | -0.00013479 | -0.0001255 | -0.00012061 | -0.00011634 | -0.00011207 | -0.00010779 | -0.00010352 | -0.00011098 | -0.00012059 | -0.00012059 | -0.00012059 | -0.00012059 | -0.00012059 | -0.00012059 | -0.00012059 | -0.00012059 | -0.00012059 | -0.00012059 | -0.00012059 | -0.00012059 | -0.00012059 | -0.00012059 | -0.00012059 | -0.00012059 | -0.00012059 | -0.00012059 | -0.00012059 | -0.00012059 | -0.00012059 | -0.00012059 | -0.00012059 | -0.00012059 | -0.00012059 | -0.00012059 | -0.00012059 | -0.00012059 | -0.00012059 | -0.00012059 | -0.00012059 | -0.00012059 | -0.00012059 | -0.00012059 | -0.00012059 | -0.00012059 | -0.00012059 | -0.00012059 | -0.00012059 | -0.00012059 | -0.00012059 | -0.00012059 | -0.00012059 | -0.00012059 | -0.00012059 | -0.00012059 | -0.00012059 | -0.00012059 | -0.00012059
28.1FP | Reduce distribution losses input as -ve | DSRDL | Ml/d | 2 |  |  | 0 | 0 | 0 | 0 | -0.020491 | -0.038174 | -0.056065 | -0.076511 | -0.097614 | -0.11888 | -0.1402 | -0.16161 | -0.18299 | -0.20438 | -0.22619 | -0.24799 | -0.26953 | -0.29108 | -0.31265 | -0.34206 | -0.37148 | -0.40091 | -0.43036 | -0.45981 | -0.48928 | -0.51877 | -0.5483 | -0.57787 | -0.60748 | -0.60762 | -0.6077 | -0.6078 | -0.60789 | -0.60796 | -0.60794 | -0.60783 | -0.60772 | -0.60761 | -0.60752 | -0.60741 | -0.60729 | -0.60716 | -0.60701 | -0.60684 | -0.60666 | -0.60647 | -0.60627 | -0.60608 | -0.6059 | -0.60571 | -0.60553 | -0.60535 | -0.60518 | -0.60501 | -0.60485 | -0.60469 | -0.60455 | -0.6044 | -0.60426 | -0.60409 | -0.60388 | -0.60367 | -0.60345 | -0.60324
Table 3c: DYAA - Final plan | Back to top of sheet
WRMP24 reference | Component | Derivation | Unit | Decimal places | 2019-20 | 2020-21 | 2021-22 | 2022-23 | 2023-24 | 2024-25 | 2025-26 | 2026-27 | 2027-28 | 2028-29 | 2029-30 | 2030-31 | 2031-32 | 2032-33 | 2033-34 | 2034-35 | 2035-36 | 2036-37 | 2037-38 | 2038-39 | 2039-40 | 2040-41 | 2041-42 | 2042-43 | 2043-44 | 2044-45 | 2045-46 | 2046-47 | 2047-48 | 2048-49 | 2049-50 | 2050-51 | 2051-52 | 2052-53 | 2053-54 | 2054-55 | 2055-56 | 2056-57 | 2057-58 | 2058-59 | 2059-60 | 2060-61 | 2061-62 | 2062-63 | 2063-64 | 2064-65 | 2065-66 | 2066-67 | 2067-68 | 2068-69 | 2069-70 | 2070-71 | 2071-72 | 2072-73 | 2073-74 | 2074-75 | 2075-76 | 2076-77 | 2077-78 | 2078-79 | 2079-80 | 2080-81 | 2081-82 | 2082-83 | 2083-84 | 2084-85 | 2085-86 | 2086-87 | 2087-88 | 2088-89 | 2089-90 | 2090-91 | 2091-92 | 2092-93 | 2093-94 | 2094-95 | 2095-96 | 2096-97 | 2097-98 | 2098-99 | 2099-100
1FP | Raw water abstracted | Input | Ml/d | 2 |  |  | 7.8451 | 7.9509 | 7.9631 | 7.9712 | 7.964 | 7.925 | 7.8631 | 7.8221 | 7.7802 | 7.743 | 7.6979 | 7.644 | 7.588 | 7.5339 | 7.4862 | 7.4436 | 7.391 | 7.3386 | 7.2849 | 7.2216 | 7.1595 | 7.0973 | 7.0442 | 7.01 | 6.9759 | 6.9423 | 6.9076 | 6.8723 | 6.8362 | 6.8096 | 6.8129 | 6.8158 | 6.8186 | 6.8229 | 6.8277 | 6.834 | 6.8401 | 6.8467 | 6.8529 | 6.8596 | 6.8664 | 6.874 | 6.8821 | 6.8904 | 6.8991 | 6.9084 | 6.9178 | 6.927 | 6.9358 | 6.9442 | 6.9525 | 6.9606 | 6.9683 | 6.9762 | 6.984 | 6.9917 | 6.9992 | 7.0067 | 7.0143 | 7.0223 | 7.0307 | 7.0396 | 7.0484 | 7.057
1.1FP | Non-potable water supplies | 1.1BL + 1.11FP | Ml/d | 2 | 0 | 0 | 0 | 0 | 0 | 0 | 0 | 0 | 0 | 0 | 0 | 0 | 0 | 0 | 0 | 0 | 0 | 0 | 0 | 0 | 0 | 0 | 0 | 0 | 0 | 0 | 0 | 0 | 0 | 0 | 0 | 140 | 140 | 140 | 140 | 140 | 140 | 140 | 140 | 140 | 140 | 140 | 140 | 140 | 140 | 140 | 140 | 140 | 140 | 140 | 140 | 140 | 140 | 140 | 140 | 140 | 140 | 140 | 140 | 140 | 140 | 140 | 140 | 140 | 140 | 140
2FP | Raw water imported | 2BL + 2.1FP | Ml/d | 2 | 0 | 0 | 0 | 0 | 0 | 0 | 0 | 0 | 0 | 0 | 0 | 0 | 0 | 0 | 0 | 0 | 0 | 0 | 0 | 0 | 0 | 0 | 0 | 0 | 0 | 0 | 0 | 0 | 0 | 0 | 0 | 0 | 0 | 0 | 0 | 0 | 0 | 0 | 0 | 0 | 0 | 0 | 0 | 0 | 0 | 0 | 0 | 0 | 0 | 0 | 0 | 0 | 0 | 0 | 0 | 0 | 0 | 0 | 0 | 0 | 0 | 0 | 0 | 0 | 0 | 0
3FP | Potable water imported | 3BL + 3.1FP | Ml/d | 2 | 0 | 0 | 0 | 0 | 0 | 0 | 0 | 0 | 0 | 0 | 0 | 0 | 0 | 0 | 0 | 0 | 0 | 0 | 0 | 0 | 0 | 0 | 0 | 0 | 0 | 0 | 0 | 0 | 0 | 0 | 0 | 0 | 0 | 0 | 0 | 0 | 0 | 0 | 0 | 0 | 0 | 0 | 0 | 0 | 0 | 0 | 0 | 0 | 0 | 0 | 0 | 0 | 0 | 0 | 0 | 0 | 0 | 0 | 0 | 0 | 0 | 0 | 0 | 0 | 0 | 0
4FP | Raw water exported enter as -ve | 4BL + 4.1FP | Ml/d | 2 | 0 | 0 | 0 | 0 | 0 | 0 | 0 | 0 | 0 | 0 | 0 | 0 | 0 | 0 | 0 | 0 | 0 | 0 | 0 | 0 | 0 | 0 | 0 | 0 | 0 | 0 | 0 | 0 | 0 | 0 | 0 | 0 | 0 | 0 | 0 | 0 | 0 | 0 | 0 | 0 | 0 | 0 | 0 | 0 | 0 | 0 | 0 | 0 | 0 | 0 | 0 | 0 | 0 | 0 | 0 | 0 | 0 | 0 | 0 | 0 | 0 | 0 | 0 | 0 | 0 | 0
5FP | Potable water exported enter as -ve | 5BL + 5.1FP | Ml/d | 2 | 0 | 0 | 0 | 0 | 0 | 0 | 0 | 0 | 0 | 0 | 0 | 0 | 0 | 0 | 0 | 0 | 0 | 0 | 0 | 0 | 0 | 0 | 0 | 0 | 0 | 0 | 0 | 0 | 0 | 0 | 0 | 0 | 0 | 0 | 0 | 0 | 0 | 0 | 0 | 0 | 0 | 0 | 0 | 0 | 0 | 0 | 0 | 0 | 0 | 0 | 0 | 0 | 0 | 0 | 0 | 0 | 0 | 0 | 0 | 0 | 0 | 0 | 0 | 0 | 0 | 0
6.1FP | Deployable Output post forecast changes | 6.1BL + 6.2FP + 6.3FP +7.01FP +7.02FP | Ml/d | 2 | 0 | 0 | 11.28 | 11.28 | 11.28 | 11.28 | 11.28 | 11.28 | 10.32 | 10.32 | 10.32 | 10.32 | 10.32 | 10.32 | 10.32 | 10.32 | 10.32 | 10.32 | 10.32 | 10.32 | 10.32 | 10.32 | 10.32 | 10.32 | 10.32 | 10.32 | 10.32 | 10.32 | 10.32 | 10.32 | 10.32 | 10.32 | 10.32 | 10.32 | 10.32 | 10.32 | 10.32 | 10.32 | 10.32 | 10.32 | 10.32 | 10.32 | 10.32 | 10.32 | 10.32 | 10.32 | 10.32 | 10.32 | 10.32 | 10.32 | 10.32 | 10.32 | 10.32 | 10.32 | 10.32 | 10.32 | 10.32 | 10.32 | 10.32 | 10.32 | 10.32 | 10.32 | 10.32 | 10.32 | 10.32 | 10.32
8FP | Raw water losses, treatment works losses and operational use | 8BL + 8.1FP + 8.2FP | Ml/d | 2 | 0 | 0 | 0.48587 | 0.49306 | 0.49389 | 0.49444 | 0.50623 | 0.50939 | 0.51083 | 0.51208 | 0.5131 | 0.5143 | 0.51493 | 0.51498 | 0.51544 | 0.51603 | 0.51685 | 0.51794 | 0.51843 | 0.5189 | 0.51927 | 0.51953 | 0.51986 | 0.52018 | 0.52043 | 0.52068 | 0.52092 | 0.52118 | 0.52137 | 0.52154 | 0.52165 | 0.51881 | 0.51897 | 0.5191 | 0.51922 | 0.51943 | 0.51967 | 0.52001 | 0.52034 | 0.52072 | 0.52108 | 0.52145 | 0.52183 | 0.52226 | 0.52271 | 0.52316 | 0.52362 | 0.52412 | 0.52463 | 0.52513 | 0.52561 | 0.52607 | 0.52652 | 0.52696 | 0.52738 | 0.52782 | 0.52827 | 0.5287 | 0.52913 | 0.52957 | 0.53001 | 0.53048 | 0.53096 | 0.53147 | 0.53197 | 0.53246
9FP | Total Outage Allowance | 9BL + 9.1FP | Ml/d | 2 | 0 | 0 | 0.6 | 0.6 | 0.6 | 0.6 | 0.6 | 0.6 | 0.6 | 0.6 | 0.6 | 0.6 | 0.6 | 0.6 | 0.6 | 0.6 | 0.6 | 0.6 | 0.6 | 0.6 | 0.6 | 0.6 | 0.6 | 0.6 | 0.6 | 0.6 | 0.6 | 0.6 | 0.6 | 0.6 | 0.6 | 0.6 | 0.6 | 0.6 | 0.6 | 0.6 | 0.6 | 0.6 | 0.6 | 0.6 | 0.6 | 0.6 | 0.6 | 0.6 | 0.6 | 0.6 | 0.6 | 0.6 | 0.6 | 0.6 | 0.6 | 0.6 | 0.6 | 0.6 | 0.6 | 0.6 | 0.6 | 0.6 | 0.6 | 0.6 | 0.6 | 0.6 | 0.6 | 0.6 | 0.6 | 0.6
10FP | Water Available For Use (own sources) | (6.1FP) - (8FP + 9FP) | Ml/d | 2 | 0 | 0 | 10.1941 | 10.1869 | 10.1861 | 10.1856 | 10.1738 | 10.1706 | 9.2092 | 9.2079 | 9.2069 | 9.2057 | 9.2051 | 9.205 | 9.2046 | 9.204 | 9.2032 | 9.2021 | 9.2016 | 9.2011 | 9.2007 | 9.2005 | 9.2001 | 9.1998 | 9.1996 | 9.1993 | 9.1991 | 9.1988 | 9.1986 | 9.1985 | 9.1983 | 9.2012 | 9.201 | 9.2009 | 9.2008 | 9.2006 | 9.2003 | 9.2 | 9.1997 | 9.1993 | 9.1989 | 9.1986 | 9.1982 | 9.1977 | 9.1973 | 9.1968 | 9.1964 | 9.1959 | 9.1954 | 9.1949 | 9.1944 | 9.1939 | 9.1935 | 9.193 | 9.1926 | 9.1922 | 9.1917 | 9.1913 | 9.1909 | 9.1904 | 9.19 | 9.1895 | 9.189 | 9.1885 | 9.188 | 9.1875
11FP | Total Water Available For Use | 10FP + sum (2FP:5FP) | Ml/d | 2 | 0 | 0 | 10.1941 | 10.1869 | 10.1861 | 10.1856 | 10.1738 | 10.1706 | 9.2092 | 9.2079 | 9.2069 | 9.2057 | 9.2051 | 9.205 | 9.2046 | 9.204 | 9.2032 | 9.2021 | 9.2016 | 9.2011 | 9.2007 | 9.2005 | 9.2001 | 9.1998 | 9.1996 | 9.1993 | 9.1991 | 9.1988 | 9.1986 | 9.1985 | 9.1983 | 9.2012 | 9.201 | 9.2009 | 9.2008 | 9.2006 | 9.2003 | 9.2 | 9.1997 | 9.1993 | 9.1989 | 9.1986 | 9.1982 | 9.1977 | 9.1973 | 9.1968 | 9.1964 | 9.1959 | 9.1954 | 9.1949 | 9.1944 | 9.1939 | 9.1935 | 9.193 | 9.1926 | 9.1922 | 9.1917 | 9.1913 | 9.1909 | 9.1904 | 9.19 | 9.1895 | 9.189 | 9.1885 | 9.188 | 9.1875
12FP | Water delivered measured non-household | 12BL + 12.2FP | Ml/d | 2 | 0 | 0 | 1.93 | 1.9082 | 2.0083 | 2.0994 | 2.294 | 2.3371 | 2.3378 | 2.3395 | 2.3412 | 2.3427 | 2.344 | 2.3445 | 2.3448 | 2.3451 | 2.3452 | 2.3453 | 2.3455 | 2.3463 | 2.347 | 2.3477 | 2.3483 | 2.3488 | 2.3494 | 2.3499 | 2.3504 | 2.3509 | 2.3514 | 2.3518 | 2.3523 | 2.3527 | 2.3532 | 2.3534 | 2.3536 | 2.3538 | 2.354 | 2.3541 | 2.3542 | 2.3543 | 2.3544 | 2.3545 | 2.3546 | 2.3547 | 2.3549 | 2.355 | 2.3551 | 2.3552 | 2.3552 | 2.3553 | 2.3554 | 2.3555 | 2.3556 | 2.3556 | 2.3557 | 2.3557 | 2.3558 | 2.3558 | 2.3558 | 2.3558 | 2.3558 | 2.3557 | 2.3557 | 2.3557 | 2.3556 | 2.3556
12.1FP | Non-potable water consumption | Input | Ml/d | 2
13FP | Water delivered unmeasured non-household | 13BL + 13.1FP | Ml/d | 2 | 0 | 0 | 0.085895 | 0.088195 | 0.087781 | 0.087368 | 0.059655 | 0.018781 | 0.01877 | 0.01876 | 0.018749 | 0.018168 | 0.017589 | 0.017009 | 0.017 | 0.01699 | 0.01698 | 0.016971 | 0.016961 | 0.016951 | 0.016942 | 0.016929 | 0.016915 | 0.016902 | 0.016889 | 0.016876 | 0.016863 | 0.016849 | 0.016836 | 0.016823 | 0.01681 | 0.01681 | 0.01681 | 0.01681 | 0.01681 | 0.01681 | 0.01681 | 0.01681 | 0.01681 | 0.01681 | 0.01681 | 0.01681 | 0.01681 | 0.01681 | 0.01681 | 0.01681 | 0.01681 | 0.01681 | 0.01681 | 0.01681 | 0.01681 | 0.01681 | 0.01681 | 0.01681 | 0.01681 | 0.01681 | 0.01681 | 0.01681 | 0.01681 | 0.01681 | 0.01681 | 0.01681 | 0.01681 | 0.01681 | 0.01681 | 0.01681
14FP | Water delivered measured household | 14BL + 14.1FP | Ml/d | 2 | 0 | 0 | 1.0739 | 1.0965 | 1.1348 | 1.1814 | 1.1644 | 1.2835 | 1.4038 | 1.4763 | 1.5296 | 1.5761 | 1.6083 | 1.6307 | 1.6546 | 1.6791 | 1.6964 | 1.7162 | 1.7347 | 1.7518 | 1.767 | 1.7787 | 1.7895 | 1.7983 | 1.81 | 1.8306 | 1.85 | 1.8689 | 1.8867 | 1.9038 | 1.9199 | 1.9121 | 1.93 | 1.9477 | 1.9654 | 1.9841 | 1.9996 | 2.0125 | 2.0252 | 2.0381 | 2.0506 | 2.0635 | 2.0766 | 2.0903 | 2.1044 | 2.1187 | 2.1334 | 2.1486 | 2.1638 | 2.1788 | 2.1936 | 2.208 | 2.2222 | 2.2364 | 2.2501 | 2.264 | 2.2777 | 2.2912 | 2.3044 | 2.3175 | 2.3307 | 2.3433 | 2.3552 | 2.3674 | 2.3795 | 2.3914
15FP | Water delivered unmeasured household | 15BL + 15.1FP | Ml/d | 2 | 0 | 0 | 2.6811 | 2.5829 | 2.5046 | 2.4236 | 2.2872 | 2.1447 | 1.9809 | 1.8872 | 1.8125 | 1.7502 | 1.6941 | 1.6391 | 1.5804 | 1.523 | 1.48 | 1.4399 | 1.3902 | 1.3416 | 1.2935 | 1.2471 | 1.2029 | 1.1608 | 1.1248 | 1.0988 | 1.074 | 1.0503 | 1.0267 | 1.0032 | 0.97975 | 0.96039 | 0.94524 | 0.93015 | 0.915 | 0.90044 | 0.88959 | 0.88302 | 0.87645 | 0.87021 | 0.86397 | 0.85783 | 0.85168 | 0.84562 | 0.83967 | 0.8338 | 0.82801 | 0.82231 | 0.81668 | 0.81102 | 0.80526 | 0.79946 | 0.79373 | 0.78783 | 0.78201 | 0.77626 | 0.7706 | 0.76501 | 0.7595 | 0.75406 | 0.74869 | 0.74444 | 0.74123 | 0.73824 | 0.73525 | 0.73233
16FP | Percentage of consumption driven by climate change | 16BL | % | 1 | 0% | 0% | 0% | 0.1254% | 0.1267% | 0.1198% | 0.1623% | 0.1708% | 0.185% | 0.1936% | 0.202% | 0.2104% | 0.2244% | 0.2337% | 0.2428% | 0.2518% | 0.2657% | 0.2738% | 0.2824% | 0.291% | 0.3046% | 0.313% | 0.3223% | 0.3321% | 0.3418% | 0.3516% | 0.3614% | 0.3712% | 0.381% | 0.3909% | 0.4008% | 0.4137% | 0.4236% | 0.4336% | 0.4435% | 0.4533% | 0.4631% | 0.4729% | 0.4826% | 0.4924% | 0.5021% | 0.5118% | 0.5213% | 0.5307% | 0.5399% | 0.549% | 0.5579% | 0.5667% | 0.5755% | 0.5231% | 0.4767% | 0.4345% | 0.3958% | 0.362% | 0.3342% | 0.3012% | 0.2694% | 0.2379% | 0.2086% | 0.1796% | 0.1492% | 0.1168% | 0.08358% | 0.04222% | 0.00249% | -0.03711%
17FP | Volume of consumption driven by climate change | 16FP * (12FP + sum(13FP:15FP) - sum (23FP:26FP)) | Ml/d | 2 | 0 | 0 | 0 | 0.0068425 | 0.0069944 | 0.00669 | 0.0090875 | 0.0095433 | 0.010269 | 0.010714 | 0.011142 | 0.011581 | 0.012306 | 0.012751 | 0.01317 | 0.013587 | 0.014276 | 0.014664 | 0.015047 | 0.015426 | 0.016056 | 0.016409 | 0.016804 | 0.01722 | 0.01766 | 0.018164 | 0.018669 | 0.019178 | 0.019683 | 0.02019 | 0.020692 | 0.021245 | 0.021771 | 0.022297 | 0.022818 | 0.023343 | 0.023867 | 0.0244 | 0.024931 | 0.02547 | 0.026006 | 0.026539 | 0.027068 | 0.027597 | 0.028122 | 0.028642 | 0.029157 | 0.029669 | 0.030182 | 0.027483 | 0.025088 | 0.022905 | 0.020897 | 0.019141 | 0.017697 | 0.015973 | 0.014307 | 0.012655 | 0.011112 | 0.009578 | 0.0079678 | 0.0062491 | 0.0044783 | 0.0022661 | 0.00013384 | -0.0019981
18FP | Measured Household - PCC | ((14FP - 25FP) * 1,000,000) / (39FP * 1000) | l/h/d | 1 | #DIV/0! | #DIV/0! | 145.319 | 142.1796 | 139.0808 | 136.4215 | 127.3544 | 126.7979 | 123.3211 | 121.8848 | 120.6204 | 119.415 | 118.2289 | 116.8926 | 115.3093 | 113.7785 | 112.4389 | 111.3131 | 110.0036 | 108.7145 | 107.4224 | 106.105 | 104.898 | 103.7082 | 102.8373 | 102.5754 | 102.3304 | 102.1442 | 101.9379 | 101.7105 | 101.472 | 99.9309 | 99.8886 | 99.8392 | 99.7936 | 99.8014 | 99.8302 | 99.8968 | 99.9543 | 100.0213 | 100.081 | 100.1583 | 100.2273 | 100.3151 | 100.424 | 100.5556 | 100.705 | 100.8636 | 101.0204 | 101.1631 | 101.2945 | 101.4172 | 101.5292 | 101.6379 | 101.7273 | 101.8272 | 101.9208 | 102.0116 | 102.0909 | 102.1692 | 102.2536 | 102.3452 | 102.4478 | 102.5701 | 102.6929 | 102.8136
19FP | Unmeasured Household - PCC | ((15FP - 26FP) * 1,000,000) / (40FP * 1000) | l/h/d | 1 | #DIV/0! | #DIV/0! | 149.5278 | 145.8584 | 143.752 | 141.6314 | 136.0471 | 134.8356 | 133.29 | 131.7415 | 130.1879 | 128.7686 | 127.3945 | 126.0378 | 124.3111 | 122.611 | 121.0684 | 119.5292 | 117.8783 | 116.253 | 114.5896 | 113.0029 | 111.4553 | 109.9336 | 108.8583 | 108.6693 | 108.532 | 108.4847 | 108.4246 | 108.3643 | 108.2901 | 108.2417 | 108.4121 | 108.5815 | 108.7356 | 108.9547 | 109.1746 | 109.459 | 109.7314 | 110.0352 | 110.3268 | 110.6207 | 110.9018 | 111.1849 | 111.47 | 111.7572 | 112.0465 | 112.3382 | 112.6322 | 112.9122 | 113.1694 | 113.4108 | 113.6515 | 113.8577 | 114.0652 | 114.274 | 114.4841 | 114.6954 | 114.9079 | 115.1215 | 115.3361 | 115.556 | 115.7691 | 116.0072 | 116.2342 | 116.4622
20FP | Average Household - PCC | (((14FP - 25FP) + (15FP - 26FP)) * 1,000,000)/ ((39FP + 40FP) * 1,000) | l/h/d | 1 | #DIV/0! | #DIV/0! | 148.2913 | 144.7362 | 142.255 | 139.8739 | 132.977 | 131.7034 | 128.9632 | 127.2243 | 125.6273 | 124.161 | 122.7606 | 121.3056 | 119.5387 | 117.8156 | 116.3013 | 114.9162 | 113.3719 | 111.8591 | 110.3377 | 108.8418 | 107.4373 | 106.0626 | 105.0627 | 104.7776 | 104.5225 | 104.3366 | 104.1317 | 103.9108 | 103.6761 | 102.5627 | 102.5377 | 102.5054 | 102.469 | 102.4875 | 102.5304 | 102.6287 | 102.7159 | 102.8179 | 102.9103 | 103.0152 | 103.1093 | 103.2165 | 103.3391 | 103.4787 | 103.6316 | 103.7913 | 103.9498 | 104.0937 | 104.2233 | 104.3422 | 104.4525 | 104.552 | 104.6368 | 104.7299 | 104.8184 | 104.9048 | 104.9826 | 105.0595 | 105.1413 | 105.2335 | 105.3365 | 105.4606 | 105.5828 | 105.7037
21FP | Water taken unbilled | 21BL + 21.1FP | Ml/d | 2 | 0 | 0 | 0.12337 | 0.12299 | 0.12283 | 0.12262 | 0.12417 | 0.1241 | 0.12378 | 0.12352 | 0.12328 | 0.12306 | 0.12291 | 0.12282 | 0.12271 | 0.12259 | 0.12248 | 0.12233 | 0.12222 | 0.12211 | 0.12202 | 0.12192 | 0.12183 | 0.12175 | 0.12168 | 0.12161 | 0.12154 | 0.12148 | 0.12142 | 0.12137 | 0.12132 | 0.12128 | 0.12123 | 0.12119 | 0.12114 | 0.12109 | 0.12105 | 0.12101 | 0.12097 | 0.12092 | 0.12089 | 0.12084 | 0.1208 | 0.12075 | 0.1207 | 0.12065 | 0.1206 | 0.12054 | 0.12048 | 0.12042 | 0.12036 | 0.12031 | 0.12025 | 0.1202 | 0.12014 | 0.12009 | 0.12004 | 0.11999 | 0.11994 | 0.11989 | 0.11984 | 0.11979 | 0.11974 | 0.11969 | 0.11964 | 0.11959
22FP | Distribution system operational use | 22BL + 22.1FP | Ml/d | 2 | 0 | 0 | 0.040016 | 0.040016 | 0.040016 | 0.040016 | 0.040016 | 0.040016 | 0.040016 | 0.040016 | 0.040016 | 0.040016 | 0.040016 | 0.040016 | 0.040016 | 0.040016 | 0.040016 | 0.040016 | 0.040016 | 0.040016 | 0.040016 | 0.040016 | 0.040016 | 0.040016 | 0.040016 | 0.040016 | 0.040016 | 0.040016 | 0.040016 | 0.040016 | 0.040016 | 0.040016 | 0.040016 | 0.040016 | 0.040016 | 0.040016 | 0.040016 | 0.040016 | 0.040016 | 0.040016 | 0.040016 | 0.040016 | 0.040016 | 0.040016 | 0.040016 | 0.040016 | 0.040016 | 0.040016 | 0.040016 | 0.040016 | 0.040016 | 0.040016 | 0.040016 | 0.040016 | 0.040016 | 0.040016 | 0.040016 | 0.040016 | 0.040016 | 0.040016 | 0.040016 | 0.040016 | 0.040016 | 0.040016 | 0.040016 | 0.040016
23FP | Measured Non Household - USPL | 23BL + 23.1FP | Ml/d | 2 | 0 | 0 | 0.011022 | 0.010899 | 0.01057 | 0.01024 | 0.011268 | 0.01183 | 0.01166 | 0.01149 | 0.011318 | 0.011136 | 0.010953 | 0.01077 | 0.010586 | 0.010401 | 0.010215 | 0.010029 | 0.0098425 | 0.009655 | 0.0094669 | 0.0092037 | 0.0089396 | 0.0086745 | 0.0084086 | 0.0081417 | 0.0078738 | 0.0076051 | 0.0073354 | 0.0070649 | 0.0067989 | 0.0068155 | 0.0068321 | 0.0068487 | 0.0068654 | 0.006882 | 0.0068986 | 0.0069152 | 0.0069318 | 0.0069485 | 0.0069651 | 0.0069817 | 0.0069983 | 0.0070149 | 0.0070316 | 0.0070482 | 0.0070648 | 0.0070814 | 0.007098 | 0.0071147 | 0.0071313 | 0.0071479 | 0.0071645 | 0.0071811 | 0.0071978 | 0.0072144 | 0.007231 | 0.0072476 | 0.0072642 | 0.0072809 | 0.0072975 | 0.0073141 | 0.0073307 | 0.0073473 | 0.007364 | 0.0073806
24FP | Unmeasured Non Household - USPL | 24BL + 24.1FP | Ml/d | 2 | 0 | 0 | 0.0032829 | 0.0032672 | 0.0031485 | 0.0030306 | 0.0020367 | 0.00063094 | 0.00062031 | 0.00060968 | 0.00059906 | 0.00057053 | 0.00054265 | 0.00051542 | 0.00050576 | 0.0004961 | 0.00048645 | 0.00047679 | 0.00046713 | 0.00045747 | 0.00044781 | 0.00043464 | 0.00042147 | 0.0004083 | 0.00039513 | 0.00038196 | 0.00036879 | 0.00035562 | 0.00034245 | 0.00032928 | 0.0003161 | 0.0003161 | 0.0003161 | 0.0003161 | 0.0003161 | 0.0003161 | 0.0003161 | 0.0003161 | 0.0003161 | 0.0003161 | 0.0003161 | 0.0003161 | 0.0003161 | 0.0003161 | 0.0003161 | 0.0003161 | 0.0003161 | 0.0003161 | 0.0003161 | 0.0003161 | 0.0003161 | 0.0003161 | 0.0003161 | 0.0003161 | 0.0003161 | 0.0003161 | 0.0003161 | 0.0003161 | 0.0003161 | 0.0003161 | 0.0003161 | 0.0003161 | 0.0003161 | 0.0003161 | 0.0003161 | 0.0003161
25FP | Measured Household - USPL | 25BL + 25.1FP | Ml/d | 2 | 0 | 0 | 0.053352 | 0.055359 | 0.056947 | 0.059019 | 0.061534 | 0.066669 | 0.073295 | 0.076702 | 0.079129 | 0.080958 | 0.081876 | 0.082116 | 0.082486 | 0.082777 | 0.082634 | 0.082632 | 0.082528 | 0.082303 | 0.081973 | 0.080876 | 0.079623 | 0.078217 | 0.076669 | 0.07499 | 0.073206 | 0.071342 | 0.06939 | 0.067353 | 0.065244 | 0.065746 | 0.066189 | 0.066615 | 0.06705 | 0.067503 | 0.067851 | 0.06809 | 0.068329 | 0.068557 | 0.06878 | 0.069017 | 0.069268 | 0.069533 | 0.069819 | 0.07012 | 0.070438 | 0.070773 | 0.07111 | 0.07144 | 0.071766 | 0.072086 | 0.072404 | 0.072722 | 0.073036 | 0.073339 | 0.073635 | 0.073926 | 0.074203 | 0.074478 | 0.074756 | 0.075013 | 0.075255 | 0.075507 | 0.075761 | 0.076011
26FP | Unmeasured Household - USPL | 26BL + 26.1BL | Ml/d | 2 | 0 | 0 | 0.15679 | 0.14981 | 0.14234 | 0.13477 | 0.12957 | 0.11824 | 0.10576 | 0.099002 | 0.093815 | 0.089512 | 0.085709 | 0.081987 | 0.078345 | 0.074786 | 0.072227 | 0.069887 | 0.066873 | 0.063925 | 0.061042 | 0.057796 | 0.054709 | 0.051775 | 0.048986 | 0.046335 | 0.043785 | 0.041304 | 0.03889 | 0.036544 | 0.034266 | 0.033582 | 0.03303 | 0.032477 | 0.031925 | 0.031373 | 0.031033 | 0.030903 | 0.030773 | 0.030644 | 0.030514 | 0.030384 | 0.030255 | 0.030125 | 0.029995 | 0.029865 | 0.029736 | 0.029606 | 0.029476 | 0.029347 | 0.029217 | 0.029088 | 0.02896 | 0.028831 | 0.028703 | 0.028574 | 0.028445 | 0.028317 | 0.028188 | 0.028059 | 0.027931 | 0.027855 | 0.027832 | 0.027808 | 0.027785 | 0.027762
27FP | Void Properties - USPL | 27BL + 27.1FP | Ml/d | 2 | 0 | 0 | 0.014203 | 0.014588 | 0.014749 | 0.014957 | 0.013403 | 0.013472 | 0.0138 | 0.01406 | 0.014297 | 0.014512 | 0.014663 | 0.014751 | 0.014866 | 0.014981 | 0.015099 | 0.015248 | 0.015358 | 0.015461 | 0.015559 | 0.015653 | 0.015741 | 0.015822 | 0.015897 | 0.015967 | 0.016032 | 0.016094 | 0.01615 | 0.016202 | 0.016253 | 0.016299 | 0.016345 | 0.016388 | 0.016433 | 0.016481 | 0.016526 | 0.016568 | 0.01661 | 0.01665 | 0.01669 | 0.016731 | 0.016775 | 0.016822 | 0.016872 | 0.016925 | 0.01698 | 0.017038 | 0.017097 | 0.017155 | 0.017211 | 0.017267 | 0.017323 | 0.017379 | 0.017433 | 0.017486 | 0.017538 | 0.017589 | 0.017638 | 0.017686 | 0.017735 | 0.017784 | 0.017834 | 0.017886 | 0.017938 | 0.01799
28FP | Distribution losses | 28BL + 28.1FP | Ml/d | 2 | 0 | 0 | 1.1967 | 1.3976 | 1.3499 | 1.3019 | 1.2813 | 1.2634 | 1.2443 | 1.2227 | 1.2006 | 1.1782 | 1.1563 | 1.1351 | 1.1136 | 1.0921 | 1.0701 | 1.0476 | 1.026 | 1.0044 | 0.98292 | 0.95358 | 0.92425 | 0.89492 | 0.86559 | 0.83627 | 0.80695 | 0.77766 | 0.74838 | 0.71913 | 0.68989 | 0.69 | 0.69005 | 0.69012 | 0.69017 | 0.69021 | 0.69014 | 0.68997 | 0.6898 | 0.68965 | 0.6895 | 0.68933 | 0.68915 | 0.68895 | 0.68873 | 0.68849 | 0.68823 | 0.68795 | 0.68767 | 0.68739 | 0.68712 | 0.68686 | 0.6866 | 0.68633 | 0.68608 | 0.68583 | 0.6856 | 0.68537 | 0.68515 | 0.68494 | 0.68473 | 0.68448 | 0.6842 | 0.6839 | 0.6836 | 0.6833
29FP | Total Leakage | sum (23FP:28FP) | Ml/d | 2 | 0 | 0 | 1.4353 | 1.6315 | 1.5777 | 1.5239 | 1.4991 | 1.4742 | 1.4494 | 1.4246 | 1.3997 | 1.3749 | 1.3501 | 1.3252 | 1.3004 | 1.2756 | 1.2507 | 1.2259 | 1.2011 | 1.1762 | 1.1514 | 1.1175 | 1.0837 | 1.0498 | 1.0159 | 0.98209 | 0.94822 | 0.91436 | 0.88049 | 0.84663 | 0.81276 | 0.81276 | 0.81276 | 0.81276 | 0.81276 | 0.81276 | 0.81276 | 0.81276 | 0.81276 | 0.81276 | 0.81276 | 0.81276 | 0.81276 | 0.81276 | 0.81276 | 0.81276 | 0.81276 | 0.81276 | 0.81276 | 0.81276 | 0.81276 | 0.81276 | 0.81276 | 0.81276 | 0.81276 | 0.81276 | 0.81276 | 0.81276 | 0.81276 | 0.81276 | 0.81276 | 0.81276 | 0.81276 | 0.81276 | 0.81276 | 0.81276
30FP | Leakage/property | (29FP * 1,000,000) / (36FP * 1,000) | l/prop/d | 2 | #DIV/0! | #DIV/0! | 132.4102 | 149.19 | 142.6159 | 135.6545 | 131.7917 | 128.2648 | 123.8922 | 119.776 | 115.8598 | 112.1338 | 109.0196 | 106.4782 | 103.7861 | 101.1336 | 98.4056 | 95.4795 | 92.9471 | 90.4915 | 88.0981 | 85.0693 | 82.1002 | 79.191 | 76.3345 | 73.5244 | 70.7555 | 68.0221 | 65.3286 | 62.6732 | 60.0416 | 59.9258 | 59.8024 | 59.6913 | 59.5746 | 59.4447 | 59.3098 | 59.1725 | 59.0364 | 58.9076 | 58.7839 | 58.6506 | 58.5078 | 58.3558 | 58.1906 | 58.0159 | 57.831 | 57.6353 | 57.4397 | 57.2504 | 57.0648 | 56.8837 | 56.7051 | 56.5281 | 56.3548 | 56.189 | 56.0289 | 55.8733 | 55.7273 | 55.5831 | 55.4376 | 55.2887 | 55.1321 | 54.9708 | 54.8083 | 54.6499
31FP | Measured Non Household - properties | Input | 000's | 2 |  |  | 0.86727 | 0.86138 | 0.8639 | 0.86643 | 0.9692 | 1.0347 | 1.0373 | 1.0399 | 1.0426 | 1.0443 | 1.0461 | 1.0479 | 1.0496 | 1.0514 | 1.0531 | 1.0549 | 1.0566 | 1.0584 | 1.0602 | 1.0619 | 1.0637 | 1.0654 | 1.0672 | 1.069 | 1.0707 | 1.0725 | 1.0742 | 1.076 | 1.0786 | 1.0813 | 1.0839 | 1.0865 | 1.0892 | 1.0918 | 1.0944 | 1.0971 | 1.0997 | 1.1023 | 1.105 | 1.1076 | 1.1103 | 1.1129 | 1.1155 | 1.1182 | 1.1208 | 1.1234 | 1.1261 | 1.1287 | 1.1314 | 1.134 | 1.1366 | 1.1393 | 1.1419 | 1.1445 | 1.1472 | 1.1498 | 1.1524 | 1.1551 | 1.1577 | 1.1604 | 1.163 | 1.1656 | 1.1683 | 1.1709
32FP | Unmeasured Non Household - properties | Input | 000's | 2 |  |  | 0.11973 | 0.12308 | 0.12266 | 0.12223 | 0.083504 | 0.026304 | 0.026304 | 0.026304 | 0.026304 | 0.025504 | 0.024704 | 0.023904 | 0.023904 | 0.023904 | 0.023904 | 0.023904 | 0.023904 | 0.023904 | 0.023904 | 0.023904 | 0.023904 | 0.023904 | 0.023904 | 0.023904 | 0.023904 | 0.023904 | 0.023904 | 0.023904 | 0.023904 | 0.023904 | 0.023904 | 0.023904 | 0.023904 | 0.023904 | 0.023904 | 0.023904 | 0.023904 | 0.023904 | 0.023904 | 0.023904 | 0.023904 | 0.023904 | 0.023904 | 0.023904 | 0.023904 | 0.023904 | 0.023904 | 0.023904 | 0.023904 | 0.023904 | 0.023904 | 0.023904 | 0.023904 | 0.023904 | 0.023904 | 0.023904 | 0.023904 | 0.023904 | 0.023904 | 0.023904 | 0.023904 | 0.023904 | 0.023904 | 0.023904
33FP | All void non-households - properties | Input | 000's | 2 |  |  | 0.209 | 0.21692 | 0.21721 | 0.2175 | 0.15445 | 0.14917 | 0.14954 | 0.1499 | 0.15026 | 0.15031 | 0.15035 | 0.15039 | 0.15063 | 0.15087 | 0.15112 | 0.15136 | 0.1516 | 0.15184 | 0.15209 | 0.15233 | 0.15257 | 0.15281 | 0.15306 | 0.1533 | 0.15354 | 0.15378 | 0.15402 | 0.15427 | 0.15463 | 0.15499 | 0.15536 | 0.15572 | 0.15608 | 0.15645 | 0.15681 | 0.15717 | 0.15754 | 0.1579 | 0.15826 | 0.15863 | 0.15899 | 0.15935 | 0.15972 | 0.16008 | 0.16044 | 0.16081 | 0.16117 | 0.16153 | 0.1619 | 0.16226 | 0.16262 | 0.16299 | 0.16335 | 0.16371 | 0.16408 | 0.16444 | 0.1648 | 0.16517 | 0.16553 | 0.16589 | 0.16626 | 0.16662 | 0.16698 | 0.16735
34FP | Measured households - properties (excl. void) | Year before + sum (34.1BL:34.6BL) | 000's | 2 |  |  | 3.617 | 3.7755 | 3.993 | 4.2641 | 4.5207 | 5.012 | 5.6472 | 6.0434 | 6.3717 | 6.6609 | 6.8764 | 7.034 | 7.2111 | 7.3877 | 7.5331 | 7.7008 | 7.8594 | 8.0119 | 8.1597 | 8.3015 | 8.4349 | 8.5592 | 8.6748 | 8.7823 | 8.884 | 8.9824 | 9.0761 | 9.1649 | 9.2502 | 9.3237 | 9.3892 | 9.452 | 9.5162 | 9.5834 | 9.6359 | 9.6734 | 9.7107 | 9.7465 | 9.7812 | 9.8183 | 9.8577 | 9.8994 | 9.9442 | 9.9916 | 10.0415 | 10.0943 | 10.1473 | 10.1992 | 10.2504 | 10.3008 | 10.3509 | 10.4008 | 10.4501 | 10.4978 | 10.5444 | 10.59 | 10.6335 | 10.6766 | 10.7203 | 10.7611 | 10.8001 | 10.8406 | 10.8817 | 10.9219
34.1FP | New build properties - properties | Input (new builds in each year) | 000's | 2 |  |  | 0.096 | 0.093637 | 0.12798 | 0.17224 | 0.14323 | 0.11949 | 0.20549 | 0.19499 | 0.18801 | 0.18226 | 0.12474 | 0.064636 | 0.084843 | 0.084273 | 0.098409 | 0.13046 | 0.0836 | 0.077182 | 0.072195 | 0.068207 | 0.063486 | 0.058054 | 0.05325 | 0.048866 | 0.044898 | 0.041466 | 0.036651 | 0.031502 | 0.027843 | 0.025939 | 0.027786 | 0.025099 | 0.026464 | 0.029516 | 0.030811 | 0.031507 | 0.031366 | 0.029805 | 0.028751 | 0.031143 | 0.033527 | 0.035894 | 0.039252 | 0.041765 | 0.044492 | 0.047443 | 0.047729 | 0.046483 | 0.045893 | 0.044974 | 0.04461 | 0.044512 | 0.043851 | 0.042171 | 0.040976 | 0.040016 | 0.037747 | 0.037449 | 0.038009 | 0.039128 | 0.041374 | 0.042875 | 0.04346 | 0.042628
34.2FP | Meter optants - properties | Input (meter optants in each year) | 000's | 2 |  |  | 0 | 0.072769 | 0.0985 | 0.11 | 0.124 | 0.37356 | 0.43245 | 0.21161 | 0.15272 | 0.119 | 0.1 | 0.1 | 0.1 | 0.1 | 0.0535 | 0.04455 | 0.0821 | 0.0821 | 0.0821 | 0.080048 | 0.075942 | 0.071838 | 0.067733 | 0.063628 | 0.061575 | 0.061575 | 0.061575 | 0.061575 | 0.061575 | 0.051312 | 0.04105 | 0.04105 | 0.04105 | 0.04105 | 0.02463 | 0.00821 | 0.00821 | 0.00821 | 0.00821 | 0.00821 | 0.00821 | 0.00821 | 0.00821 | 0.00821 | 0.00821 | 0.00821 | 0.00821 | 0.00821 | 0.00821 | 0.00821 | 0.00821 | 0.00821 | 0.00821 | 0.00821 | 0.00821 | 0.00821 | 0.00821 | 0.00821 | 0.00821 | 0.004105 | 0 | 0 | 0 | 0
34.3FP | Compulsory metering - properties | Input (compulsory meters in each year) | 000's | 2 |  |  | 0 | 0 | 0 | 0 | 0 | 0 | 0 | 0 | 0 | 0 | 0 | 0 | 0 | 0 | 0 | 0 | 0 | 0 | 0 | 0 | 0 | 0 | 0 | 0 | 0 | 0 | 0 | 0 | 0 | 0 | 0 | 0 | 0 | 0 | 0 | 0 | 0 | 0 | 0 | 0 | 0 | 0 | 0 | 0 | 0 | 0 | 0 | 0 | 0 | 0 | 0 | 0 | 0 | 0 | 0 | 0 | 0 | 0 | 0 | 0 | 0 | 0 | 0 | 0
34.4FP | Metering on change of occupancy - properties | Input (change of occupancy meters in each year) | 000's | 2 |  |  | 0 | 0 | 0 | 0 | 0 | 0 | 0 | 0 | 0 | 0 | 0 | 0 | 0 | 0 | 0 | 0 | 0 | 0 | 0 | 0 | 0 | 0 | 0 | 0 | 0 | 0 | 0 | 0 | 0 | 0 | 0 | 0 | 0 | 0 | 0 | 0 | 0 | 0 | 0 | 0 | 0 | 0 | 0 | 0 | 0 | 0 | 0 | 0 | 0 | 0 | 0 | 0 | 0 | 0 | 0 | 0 | 0 | 0 | 0 | 0 | 0 | 0 | 0 | 0
34.5FP | Selective metering - properties | Input (selective meters in each year) | 000's | 2 |  |  | 0 | 0 | 0 | 0 | 0 | 0.01812 | 0.02265 | 0.0056625 | 0.0011325 | 0 | 0 | 0 | 0 | 0 | 0 | 0 | 0 | 0 | 0 | 0 | 0 | 0 | 0 | 0 | 0 | 0 | 0 | 0 | 0 | 0 | 0 | 0 | 0 | 0 | 0 | 0 | 0 | 0 | 0 | 0 | 0 | 0 | 0 | 0 | 0 | 0 | 0 | 0 | 0 | 0 | 0 | 0 | 0 | 0 | 0 | 0 | 0 | 0 | 0 | 0 | 0 | 0 | 0 | 0
34.6FP | Other changes to existing metering - properties | Input (other changes to meters in each year) | 000's | 2 |  |  | 0 | -0.0079157 | -0.0090226 | -0.011117 | -0.010633 | -0.019797 | -0.025411 | -0.016121 | -0.013516 | -0.012108 | -0.0092334 | -0.0069755 | -0.0077347 | -0.0077133 | -0.0064974 | -0.0073651 | -0.0070155 | -0.0067744 | -0.006587 | -0.0063601 | -0.0060285 | -0.0056702 | -0.0053354 | -0.0050165 | -0.0047903 | -0.0046614 | -0.0044805 | -0.0042871 | -0.0041496 | -0.0036925 | -0.0033763 | -0.0032754 | -0.0033266 | -0.0034413 | -0.0028731 | -0.0022823 | -0.002277 | -0.0022184 | -0.0021788 | -0.0022686 | -0.0023582 | -0.0024471 | -0.0025733 | -0.0026677 | -0.0027702 | -0.002881 | -0.0028918 | -0.002845 | -0.0028228 | -0.0027883 | -0.0027746 | -0.0027709 | -0.0027461 | -0.002683 | -0.0026381 | -0.002602 | -0.0025168 | -0.0025056 | -0.0025266 | -0.0024144 | -0.0023446 | -0.002401 | -0.002423 | -0.0023917
34.7FP | Measured household void properties | Input | 000's | 2 |  |  | 0.14 | 0.14738 | 0.15587 | 0.16645 | 0.17647 | 0.19565 | 0.22045 | 0.23591 | 0.24873 | 0.26002 | 0.26843 | 0.27458 | 0.2815 | 0.28839 | 0.29407 | 0.30061 | 0.30681 | 0.31276 | 0.31852 | 0.32406 | 0.32927 | 0.33412 | 0.33863 | 0.34283 | 0.3468 | 0.35064 | 0.3543 | 0.35777 | 0.36109 | 0.36397 | 0.36652 | 0.36898 | 0.37148 | 0.3741 | 0.37615 | 0.37761 | 0.37907 | 0.38047 | 0.38183 | 0.38327 | 0.38481 | 0.38644 | 0.38819 | 0.39004 | 0.39198 | 0.39404 | 0.39612 | 0.39814 | 0.40014 | 0.40211 | 0.40406 | 0.40601 | 0.40794 | 0.4098 | 0.41162 | 0.4134 | 0.41509 | 0.41678 | 0.41848 | 0.42008 | 0.4216 | 0.42318 | 0.42478 | 0.42635
35FP | Unmeasured households - properties (excl. void) | Input | 000's | 2 |  |  | 5.718 | 5.6436 | 5.5452 | 5.4356 | 5.3124 | 4.9294 | 4.4849 | 4.2713 | 4.1193 | 4.0014 | 3.9019 | 3.8024 | 3.7029 | 3.6034 | 3.5493 | 3.5038 | 3.422 | 3.3402 | 3.2584 | 3.1786 | 3.1029 | 3.0312 | 2.9635 | 2.8998 | 2.8381 | 2.7764 | 2.7147 | 2.653 | 2.5912 | 2.5395 | 2.4977 | 2.4559 | 2.4142 | 2.3725 | 2.3467 | 2.3369 | 2.3271 | 2.3173 | 2.3075 | 2.2977 | 2.2879 | 2.2781 | 2.2683 | 2.2585 | 2.2486 | 2.2388 | 2.229 | 2.2192 | 2.2094 | 2.1997 | 2.19 | 2.1802 | 2.1705 | 2.1608 | 2.1511 | 2.1413 | 2.1316 | 2.1219 | 2.1121 | 2.1064 | 2.1047 | 2.1029 | 2.1011 | 2.0994
35.1FP | Unmeasured household void properties | Input | 000's | 2 |  |  | 0.169 | 0.16773 | 0.1648 | 0.16155 | 0.15789 | 0.1465 | 0.13329 | 0.12694 | 0.12243 | 0.11892 | 0.11597 | 0.11301 | 0.11005 | 0.1071 | 0.10549 | 0.10414 | 0.1017 | 0.099273 | 0.096842 | 0.09447 | 0.092218 | 0.090088 | 0.088076 | 0.086183 | 0.084349 | 0.082515 | 0.080681 | 0.078847 | 0.077013 | 0.075475 | 0.074233 | 0.072991 | 0.07175 | 0.07051 | 0.069745 | 0.069454 | 0.069162 | 0.068871 | 0.068579 | 0.068288 | 0.067996 | 0.067705 | 0.067413 | 0.067122 | 0.06683 | 0.066539 | 0.066248 | 0.065956 | 0.065665 | 0.065376 | 0.065086 | 0.064797 | 0.064508 | 0.064219 | 0.06393 | 0.063641 | 0.063352 | 0.063063 | 0.062774 | 0.062603 | 0.062551 | 0.062499 | 0.062447 | 0.062395
36FP | Total Resource Zone Properties (incl. voids) | sum (31FP:34FP) + 34.7FP + 35BL + 35.1BL | 000's | 2 | 0 | 0 | 10.84 | 10.9356 | 11.0626 | 11.2338 | 11.3746 | 11.4938 | 11.699 | 11.8937 | 12.0814 | 12.2614 | 12.3838 | 12.4462 | 12.5297 | 12.6128 | 12.7101 | 12.8395 | 12.9221 | 12.9984 | 13.0696 | 13.1369 | 13.1995 | 13.2567 | 13.3092 | 13.3573 | 13.4014 | 13.442 | 13.4779 | 13.5086 | 13.5367 | 13.5628 | 13.5908 | 13.6161 | 13.6428 | 13.6726 | 13.7037 | 13.7355 | 13.7672 | 13.7972 | 13.8263 | 13.8577 | 13.8915 | 13.9277 | 13.9673 | 14.0093 | 14.0541 | 14.1018 | 14.1499 | 14.1966 | 14.2428 | 14.2882 | 14.3331 | 14.378 | 14.4223 | 14.4648 | 14.5061 | 14.5465 | 14.5847 | 14.6225 | 14.6609 | 14.7004 | 14.7421 | 14.7854 | 14.8292 | 14.8722
37FP | Measured Non Household - Population | Input | 000's | 2 |  |  | 0.40148 | 0.40912 | 0.41665 | 0.42392 | 0.43018 | 0.43621 | 0.44614 | 0.45754 | 0.46857 | 0.47895 | 0.49139 | 0.50954 | 0.52435 | 0.53558 | 0.54525 | 0.55368 | 0.56145 | 0.56922 | 0.57724 | 0.58537 | 0.59455 | 0.6043 | 0.61458 | 0.62574 | 0.63722 | 0.64871 | 0.66049 | 0.67145 | 0.68218 | 0.6926 | 0.70201 | 0.70985 | 0.71614 | 0.72145 | 0.72614 | 0.73112 | 0.7339 | 0.73465 | 0.73481 | 0.73524 | 0.73498 | 0.73434 | 0.73548 | 0.74011 | 0.74674 | 0.75324 | 0.76037 | 0.76736 | 0.7748 | 0.78335 | 0.79212 | 0.80115 | 0.80991 | 0.81809 | 0.82625 | 0.83473 | 0.84232 | 0.84827 | 0.85359 | 0.85777 | 0.86163 | 0.86536 | 0.86871 | 0.87186
38FP | Unmeasured Non Household - Population | Input | 000's | 2 |  |  | 0.076416 | 0.07787 | 0.079304 | 0.080687 | 0.081877 | 0.083026 | 0.084916 | 0.087086 | 0.089185 | 0.091161 | 0.093528 | 0.096984 | 0.099802 | 0.10194 | 0.10378 | 0.10538 | 0.10686 | 0.10834 | 0.10987 | 0.11142 | 0.11316 | 0.11502 | 0.11698 | 0.1191 | 0.12128 | 0.12347 | 0.12571 | 0.1278 | 0.12984 | 0.13183 | 0.13362 | 0.13511 | 0.13631 | 0.13732 | 0.13821 | 0.13916 | 0.13969 | 0.13983 | 0.13986 | 0.13994 | 0.13989 | 0.13977 | 0.13999 | 0.14087 | 0.14213 | 0.14337 | 0.14472 | 0.14606 | 0.14747 | 0.1491 | 0.15077 | 0.15249 | 0.15415 | 0.15571 | 0.15726 | 0.15888 | 0.16032 | 0.16145 | 0.16247 | 0.16326 | 0.164 | 0.16471 | 0.16534 | 0.16595
39FP | Measured Household - Population | Input | 000's | 2 |  |  | 7.0227 | 7.3224 | 7.7499 | 8.227 | 8.6598 | 9.5963 | 10.7887 | 11.4832 | 12.0252 | 12.5204 | 12.9103 | 13.2478 | 13.634 | 14.0304 | 14.352 | 14.675 | 15.019 | 15.3564 | 15.6862 | 16.0016 | 16.3007 | 16.586 | 16.8554 | 17.1152 | 17.3635 | 17.5982 | 17.8279 | 18.0553 | 18.2775 | 18.4759 | 18.6592 | 18.8408 | 19.0226 | 19.2037 | 19.3508 | 19.4639 | 19.5777 | 19.6912 | 19.8025 | 19.9133 | 20.0274 | 20.1437 | 20.26 | 20.3731 | 20.4851 | 20.6001 | 20.7157 | 20.8314 | 20.9467 | 21.0606 | 21.1745 | 21.2878 | 21.401 | 21.5133 | 21.6251 | 21.7354 | 21.8449 | 21.9542 | 22.0624 | 22.1629 | 22.2544 | 22.3449 | 22.4336 | 22.5202
40FP | Unmeasured Household - Population | Input | 000's | 2 |  |  | 16.882 | 16.6813 | 16.433 | 16.1605 | 15.8591 | 15.0292 | 14.0683 | 13.5733 | 13.2018 | 12.8964 | 12.6254 | 12.354 | 12.0827 | 11.8118 | 11.6282 | 11.4621 | 11.226 | 10.9904 | 10.7552 | 10.5245 | 10.3021 | 10.0879 | 9.8823 | 9.6851 | 9.4927 | 9.301 | 9.1102 | 8.9202 | 8.7311 | 8.5624 | 8.4143 | 8.2673 | 8.1213 | 7.9764 | 7.8641 | 7.7848 | 7.7068 | 7.63 | 7.5544 | 7.48 | 7.4068 | 7.3346 | 7.2636 | 7.1936 | 7.1245 | 7.0564 | 6.9892 | 6.9228 | 6.8574 | 6.7928 | 6.7291 | 6.6662 | 6.6042 | 6.543 | 6.4826 | 6.423 | 6.3643 | 6.3064 | 6.2492 | 6.2012 | 6.1622 | 6.124 | 6.0866 | 6.0498
41FP | Total Resource Zone Population | sum (37FP:40FP) | 000's | 2 | 0 | 0 | 24.3825 | 24.4906 | 24.6788 | 24.8922 | 25.031 | 25.1447 | 25.3881 | 25.6011 | 25.7847 | 25.987 | 26.1206 | 26.2082 | 26.3409 | 26.4797 | 26.6292 | 26.7962 | 26.9133 | 27.0244 | 27.1286 | 27.2229 | 27.3105 | 27.3933 | 27.4693 | 27.5452 | 27.6146 | 27.6714 | 27.7243 | 27.7748 | 27.8206 | 27.8627 | 27.9091 | 27.9531 | 27.9964 | 28.0388 | 28.0793 | 28.119 | 28.1581 | 28.1956 | 28.2315 | 28.2685 | 28.309 | 28.3524 | 28.3991 | 28.4476 | 28.4985 | 28.5531 | 28.61 | 28.6677 | 28.7263 | 28.7859 | 28.8464 | 28.9076 | 28.9693 | 29.0301 | 29.0912 | 29.1521 | 29.2118 | 29.2703 | 29.3277 | 29.3851 | 29.4423 | 29.499 | 29.5542 | 29.6078
42FP | Average household occupancy rate (excl. voids) | (39FP + 40FP) / (34FP + 35FP) | h/prop | 1 | #DIV/0! | #DIV/0! | 2.5608 | 2.5484 | 2.5354 | 2.5143 | 2.4935 | 2.477 | 2.4533 | 2.4292 | 2.4046 | 2.3838 | 2.3692 | 2.3626 | 2.3563 | 2.3512 | 2.3443 | 2.3327 | 2.3264 | 2.3209 | 2.3158 | 2.3106 | 2.3057 | 2.3014 | 2.2974 | 2.2941 | 2.2911 | 2.2876 | 2.2847 | 2.2826 | 2.2809 | 2.2792 | 2.2776 | 2.2765 | 2.2752 | 2.2734 | 2.2712 | 2.2688 | 2.2666 | 2.2647 | 2.263 | 2.2609 | 2.2588 | 2.2565 | 2.2537 | 2.2503 | 2.2465 | 2.2425 | 2.2385 | 2.2349 | 2.2315 | 2.2282 | 2.225 | 2.2219 | 2.219 | 2.2164 | 2.214 | 2.2117 | 2.2099 | 2.2081 | 2.2063 | 2.2043 | 2.202 | 2.1995 | 2.1968 | 2.1941
43FP | Total Household Metering penetration (excl. voids) | 34FP / (34FP + 35FP) | % | 1 | #DIV/0! | #DIV/0! | 38.75% | 40.08% | 41.86% | 43.96% | 45.97% | 50.42% | 55.74% | 58.59% | 60.73% | 62.47% | 63.8% | 64.91% | 66.07% | 67.21% | 67.97% | 68.73% | 69.67% | 70.58% | 71.46% | 72.31% | 73.11% | 73.85% | 74.54% | 75.18% | 75.79% | 76.39% | 76.98% | 77.55% | 78.12% | 78.59% | 78.99% | 79.38% | 79.76% | 80.16% | 80.42% | 80.54% | 80.67% | 80.79% | 80.91% | 81.04% | 81.16% | 81.29% | 81.43% | 81.56% | 81.7% | 81.85% | 81.99% | 82.13% | 82.27% | 82.4% | 82.54% | 82.67% | 82.8% | 82.93% | 83.06% | 83.18% | 83.3% | 83.42% | 83.54% | 83.63% | 83.69% | 83.75% | 83.82% | 83.88%
44FP | Total Household Metering penetration (incl. voids) | (34FP) / (34FP + 34.7FP + 35FP + 35.1FP) | % | 1 | #DIV/0! | #DIV/0! | 37.51% | 38.79% | 40.5% | 42.52% | 44.46% | 48.74% | 53.86% | 56.6% | 58.66% | 60.33% | 61.6% | 62.67% | 63.78% | 64.88% | 65.61% | 66.33% | 67.23% | 68.1% | 68.95% | 69.77% | 70.53% | 71.24% | 71.9% | 72.51% | 73.1% | 73.67% | 74.24% | 74.79% | 75.33% | 75.79% | 76.16% | 76.54% | 76.91% | 77.28% | 77.53% | 77.65% | 77.77% | 77.89% | 78.01% | 78.12% | 78.25% | 78.37% | 78.5% | 78.63% | 78.76% | 78.9% | 79.04% | 79.17% | 79.3% | 79.43% | 79.56% | 79.69% | 79.81% | 79.94% | 80.06% | 80.18% | 80.29% | 80.41% | 80.52% | 80.61% | 80.66% | 80.72% | 80.78% | 80.84%
45FP | Distribution input | sum (12FP:15FP) + 21FP + 22FP + 27FP + 28FP | Ml/d | 2 | 0 | 0 | 7.1451 | 7.2509 | 7.2631 | 7.2712 | 7.264 | 7.225 | 7.1631 | 7.1221 | 7.0802 | 7.043 | 6.9979 | 6.944 | 6.888 | 6.8339 | 6.7862 | 6.7436 | 6.691 | 6.6386 | 6.5849 | 6.5216 | 6.4595 | 6.3973 | 6.3442 | 6.31 | 6.2759 | 6.2423 | 6.2076 | 6.1723 | 6.1362 | 6.1096 | 6.1129 | 6.1158 | 6.1186 | 6.1229 | 6.1277 | 6.134 | 6.1401 | 6.1467 | 6.1529 | 6.1596 | 6.1664 | 6.174 | 6.1821 | 6.1904 | 6.1991 | 6.2084 | 6.2178 | 6.227 | 6.2358 | 6.2442 | 6.2525 | 6.2606 | 6.2683 | 6.2762 | 6.284 | 6.2917 | 6.2992 | 6.3067 | 6.3143 | 6.3223 | 6.3307 | 6.3396 | 6.3484 | 6.357
46FP | Target headroom (climate change component) | Input | Ml/d | 2 |  |  | 0.07274 | 0.073296 | 0.07275 | 0.073157 | 0.075662 | 0.083849 | 0.091625 | 0.1041 | 0.11016 | 0.11541 | 0.10325 | 0.07955 | 0.083905 | 0.079279 | 0.07499 | 0.080022 | 0.084972 | 0.091509 | 0.096746 | 0.10009 | 0.096237 | 0.091933 | 0.088684 | 0.08597 | 0.080811 | 0.087391 | 0.094975 | 0.096378 | 0.099439 | 0.10296 | 0.10296 | 0.10296 | 0.10296 | 0.10296 | 0.10296 | 0.10296 | 0.10296 | 0.10296 | 0.10296 | 0.10296 | 0.10296 | 0.10296 | 0.10296 | 0.10296 | 0.10296 | 0.10296 | 0.10296 | 0.10296 | 0.10296 | 0.10296 | 0.10296 | 0.10296 | 0.10296 | 0.10296 | 0.10296 | 0.10296 | 0.10296 | 0.10296 | 0.10296 | 0.10296 | 0.10296 | 0.10296 | 0.10296 | 0.10296
47FP | Target headroom (All other components) | Input | Ml/d | 2 |  |  | 0.49369 | 0.49464 | 0.49536 | 0.49405 | 0.49527 | 0.4876 | 0.47743 | 0.46961 | 0.4628 | 0.45758 | 0.44741 | 0.44037 | 0.43589 | 0.42847 | 0.42248 | 0.41814 | 0.41246 | 0.40661 | 0.40051 | 0.39685 | 0.39198 | 0.38765 | 0.38242 | 0.37814 | 0.37383 | 0.36982 | 0.36106 | 0.36017 | 0.35632 | 0.35239 | 0.35239 | 0.35239 | 0.35239 | 0.35239 | 0.35239 | 0.35239 | 0.35239 | 0.35239 | 0.35239 | 0.35239 | 0.35239 | 0.35239 | 0.35239 | 0.35239 | 0.35239 | 0.35239 | 0.35239 | 0.35239 | 0.35239 | 0.35239 | 0.35239 | 0.35239 | 0.35239 | 0.35239 | 0.35239 | 0.35239 | 0.35239 | 0.35239 | 0.35239 | 0.35239 | 0.35239 | 0.35239 | 0.35239 | 0.35239
48FP | Target Headroom | 46FP + 47FP | Ml/d | 2 | 0 | 0 | 0.56643 | 0.56794 | 0.56811 | 0.56721 | 0.57093 | 0.57145 | 0.56905 | 0.57371 | 0.57297 | 0.573 | 0.55066 | 0.51992 | 0.5198 | 0.50775 | 0.49747 | 0.49817 | 0.49744 | 0.49812 | 0.49725 | 0.49694 | 0.48822 | 0.47958 | 0.4711 | 0.46411 | 0.45464 | 0.45721 | 0.45604 | 0.45655 | 0.45576 | 0.45535 | 0.45535 | 0.45535 | 0.45535 | 0.45535 | 0.45535 | 0.45535 | 0.45535 | 0.45535 | 0.45535 | 0.45535 | 0.45535 | 0.45535 | 0.45535 | 0.45535 | 0.45535 | 0.45535 | 0.45535 | 0.45535 | 0.45535 | 0.45535 | 0.45535 | 0.45535 | 0.45535 | 0.45535 | 0.45535 | 0.45535 | 0.45535 | 0.45535 | 0.45535 | 0.45535 | 0.45535 | 0.45535 | 0.45535 | 0.45535
49FP | Available Headroom | 11FP - 45FP | Ml/d | 2 | 0 | 0 | 3.049 | 2.9361 | 2.9231 | 2.9144 | 2.9098 | 2.9456 | 2.0461 | 2.0858 | 2.1267 | 2.1627 | 2.2072 | 2.261 | 2.3165 | 2.37 | 2.4169 | 2.4584 | 2.5106 | 2.5625 | 2.6158 | 2.6789 | 2.7407 | 2.8025 | 2.8553 | 2.8893 | 2.9232 | 2.9566 | 2.991 | 3.0261 | 3.0621 | 3.0916 | 3.0881 | 3.0851 | 3.0822 | 3.0777 | 3.0726 | 3.066 | 3.0596 | 3.0526 | 3.046 | 3.039 | 3.0317 | 3.0238 | 3.0152 | 3.0064 | 2.9973 | 2.9875 | 2.9776 | 2.9679 | 2.9586 | 2.9497 | 2.941 | 2.9325 | 2.9243 | 2.916 | 2.9077 | 2.8996 | 2.8917 | 2.8837 | 2.8757 | 2.8672 | 2.8583 | 2.8489 | 2.8396 | 2.8305
49.1FP | Available non-potable balance (if applicable) | 1.1FP - 12.1FP | Ml/d | 2 | 0 | 0 | 0 | 0 | 0 | 0 | 0 | 0 | 0 | 0 | 0 | 0 | 0 | 0 | 0 | 0 | 0 | 0 | 0 | 0 | 0 | 0 | 0 | 0 | 0 | 0 | 0 | 0 | 0 | 0 | 0 | 140 | 140 | 140 | 140 | 140 | 140 | 140 | 140 | 140 | 140 | 140 | 140 | 140 | 140 | 140 | 140 | 140 | 140 | 140 | 140 | 140 | 140 | 140 | 140 | 140 | 140 | 140 | 140 | 140 | 140 | 140 | 140 | 140 | 140 | 140
50FP | Supply Demand Balance | 49FP - 48FP | Ml/d | 2 | 0 | 0 | 2.4826 | 2.3681 | 2.355 | 2.3472 | 2.3388 | 2.3742 | 1.477 | 1.5121 | 1.5537 | 1.5897 | 1.6565 | 1.7411 | 1.7967 | 1.8623 | 1.9195 | 1.9603 | 2.0132 | 2.0644 | 2.1185 | 2.182 | 2.2524 | 2.3229 | 2.3842 | 2.4252 | 2.4686 | 2.4994 | 2.535 | 2.5696 | 2.6064 | 2.6362 | 2.6328 | 2.6298 | 2.6268 | 2.6223 | 2.6172 | 2.6107 | 2.6042 | 2.5973 | 2.5907 | 2.5836 | 2.5764 | 2.5684 | 2.5599 | 2.5511 | 2.5419 | 2.5322 | 2.5222 | 2.5126 | 2.5033 | 2.4944 | 2.4856 | 2.4771 | 2.469 | 2.4606 | 2.4524 | 2.4442 | 2.4363 | 2.4284 | 2.4204 | 2.4118 | 2.403 | 2.3935 | 2.3843 | 2.3752
[5 empty] | 2085-86: 6.3657; 2086-87: 6.3744; 2087-88: 6.3832; 2088-89: 6.3918; 2089-90: 6.4004; 2090-91: 6.4091; 2091-92: 6.4178; 2092-93: 6.4265; 2093-94: 6.4353; 2094-95: 6.4442; 2095-96: 6.4531; 2096-97: 6.462; 2097-98: 6.471; 2098-99: 6.48; 2099-100: 6.4874 | 6.4894
Water Company | Northumbrian Water | Version | 6
WRZ | NWLBWF | Planning Scenario | DYCP
Table 3d: DYCP - Baseline | Back to top of sheet
WRMP24 reference | Component | Derivation | Unit | Decimal places | 2019-20 | 2020-21 | 2021-22 | 2022-23 | 2023-24 | 2024-25 | 2025-26 | 2026-27 | 2027-28 | 2028-29 | 2029-30 | 2030-31 | 2031-32 | 2032-33 | 2033-34 | 2034-35 | 2035-36 | 2036-37 | 2037-38 | 2038-39 | 2039-40 | 2040-41 | 2041-42 | 2042-43 | 2043-44 | 2044-45 | 2045-46 | 2046-47 | 2047-48 | 2048-49 | 2049-50 | 2050-51 | 2051-52 | 2052-53 | 2053-54 | 2054-55 | 2055-56 | 2056-57 | 2057-58 | 2058-59 | 2059-60 | 2060-61 | 2061-62 | 2062-63 | 2063-64 | 2064-65 | 2065-66 | 2066-67 | 2067-68 | 2068-69 | 2069-70 | 2070-71 | 2071-72 | 2072-73 | 2073-74 | 2074-75 | 2075-76 | 2076-77 | 2077-78 | 2078-79 | 2079-80 | 2080-81 | 2081-82 | 2082-83 | 2083-84 | 2084-85 | 2085-86 | 2086-87 | 2087-88 | 2088-89 | 2089-90 | 2090-91 | 2091-92 | 2092-93 | 2093-94 | 2094-95 | 2095-96 | 2096-97 | 2097-98 | 2098-99 | 2099-100
1BL | Raw water abstracted | Input | Ml/d | 2 |  |  | 8.5334 | 8.5347 | 8.5354 | 8.5322 | 8.7057 | 8.752 | 8.7737 | 8.7919 | 8.8059 | 8.8238 | 8.832 | 8.8297 | 8.8348 | 8.8423 | 8.8539 | 8.8705 | 8.8763 | 8.8817 | 8.8851 | 8.8867 | 8.8897 | 8.8928 | 8.8947 | 8.8965 | 8.8985 | 8.9009 | 8.902 | 8.9027 | 8.9024 | 8.8491 | 8.8501 | 8.8507 | 8.8512 | 8.8533 | 8.8564 | 8.8618 | 8.867 | 8.8731 | 8.8788 | 8.8848 | 8.891 | 8.898 | 8.9055 | 8.9129 | 8.9206 | 8.9289 | 8.9375 | 8.9459 | 8.9539 | 8.9616 | 8.9691 | 8.9763 | 8.9832 | 8.9906 | 8.9979 | 9.0052 | 9.0124 | 9.0196 | 9.027 | 9.035 | 9.0433 | 9.0523 | 9.061 | 9.0695
1.1BL | Non-potable water supplies | Input | Ml/d | 2 |  |  | 0 | 0 | 0 | 0 | 0 | 0 | 0 | 0 | 0 | 0 | 0 | 0 | 0 | 0 | 0 | 0 | 0 | 0 | 0 | 0 | 0 | 0 | 0 | 0 | 0 | 0 | 0 | 0 | 0 | 0 | 0 | 0 | 0 | 0 | 0 | 0 | 0 | 0 | 0 | 0 | 0 | 0 | 0 | 0 | 0 | 0 | 0 | 0 | 0 | 0 | 0 | 0 | 0 | 0 | 0 | 0 | 0 | 0 | 0 | 0 | 0 | 0 | 0 | 0
2BL | Raw water imported | Input | Ml/d | 2 |  |  | 0 | 0 | 0 | 0 | 0 | 0 | 0 | 0 | 0 | 0 | 0 | 0 | 0 | 0 | 0 | 0 | 0 | 0 | 0 | 0 | 0 | 0 | 0 | 0 | 0 | 0 | 0 | 0 | 0 | 0 | 0 | 0 | 0 | 0 | 0 | 0 | 0 | 0 | 0 | 0 | 0 | 0 | 0 | 0 | 0 | 0 | 0 | 0 | 0 | 0 | 0 | 0 | 0 | 0 | 0 | 0 | 0 | 0 | 0 | 0 | 0 | 0 | 0 | 0
3BL | Potable water imported | Input | Ml/d | 2 |  |  | 0 | 0 | 0 | 0 | 0 | 0 | 0 | 0 | 0 | 0 | 0 | 0 | 0 | 0 | 0 | 0 | 0 | 0 | 0 | 0 | 0 | 0 | 0 | 0 | 0 | 0 | 0 | 0 | 0 | 0 | 0 | 0 | 0 | 0 | 0 | 0 | 0 | 0 | 0 | 0 | 0 | 0 | 0 | 0 | 0 | 0 | 0 | 0 | 0 | 0 | 0 | 0 | 0 | 0 | 0 | 0 | 0 | 0 | 0 | 0 | 0 | 0 | 0 | 0
4BL | Raw water exported enter as -ve | Input | Ml/d | 2 |  |  | 0 | 0 | 0 | 0 | 0 | 0 | 0 | 0 | 0 | 0 | 0 | 0 | 0 | 0 | 0 | 0 | 0 | 0 | 0 | 0 | 0 | 0 | 0 | 0 | 0 | 0 | 0 | 0 | 0 | 0 | 0 | 0 | 0 | 0 | 0 | 0 | 0 | 0 | 0 | 0 | 0 | 0 | 0 | 0 | 0 | 0 | 0 | 0 | 0 | 0 | 0 | 0 | 0 | 0 | 0 | 0 | 0 | 0 | 0 | 0 | 0 | 0 | 0 | 0
5BL | Potable water exported enter as -ve | Input | Ml/d | 2 |  |  | 0 | 0 | 0 | 0 | 0 | 0 | 0 | 0 | 0 | 0 | 0 | 0 | 0 | 0 | 0 | 0 | 0 | 0 | 0 | 0 | 0 | 0 | 0 | 0 | 0 | 0 | 0 | 0 | 0 | 0 | 0 | 0 | 0 | 0 | 0 | 0 | 0 | 0 | 0 | 0 | 0 | 0 | 0 | 0 | 0 | 0 | 0 | 0 | 0 | 0 | 0 | 0 | 0 | 0 | 0 | 0 | 0 | 0 | 0 | 0 | 0 | 0 | 0 | 0
6BL | Deployable Output before forecast changes | Input | Ml/d | 2 |  |  | 11.4 | 11.4 | 11.4 | 11.4 | 11.4 | 11.4 | 11.4 | 11.4 | 11.4 | 11.4 | 11.4 | 11.4 | 11.4 | 11.4 | 11.4 | 11.4 | 11.4 | 11.4 | 11.4 | 11.4 | 11.4 | 11.4 | 11.4 | 11.4 | 11.4 | 11.4 | 11.4 | 11.4 | 11.4 | 11.4 | 11.4 | 11.4 | 11.4 | 11.4 | 11.4 | 11.4 | 11.4 | 11.4 | 11.4 | 11.4 | 11.4 | 11.4 | 11.4 | 11.4 | 11.4 | 11.4 | 11.4 | 11.4 | 11.4 | 11.4 | 11.4 | 11.4 | 11.4 | 11.4 | 11.4 | 11.4 | 11.4 | 11.4 | 11.4 | 11.4 | 11.4 | 11.4 | 11.4 | 11.4
6.1BL | Deployable Output post forecast changes | 6BL + 7BL | Ml/d | 2 | 0 | 0 | 11.4 | 11.4 | 11.4 | 11.4 | 11.4 | 11.4 | 10.88 | 10.88 | 10.88 | 10.88 | 10.88 | 10.88 | 10.88 | 10.88 | 10.88 | 10.88 | 10.88 | 10.88 | 10.88 | 10.88 | 10.88 | 10.88 | 10.88 | 10.88 | 10.88 | 10.88 | 10.88 | 10.88 | 10.88 | 10.88 | 10.88 | 10.88 | 10.88 | 10.88 | 10.88 | 10.88 | 10.88 | 10.88 | 10.88 | 10.88 | 10.88 | 10.88 | 10.88 | 10.88 | 10.88 | 10.88 | 10.88 | 10.88 | 10.88 | 10.88 | 10.88 | 10.88 | 10.88 | 10.88 | 10.88 | 10.88 | 10.88 | 10.88 | 10.88 | 10.88 | 10.88 | 10.88 | 10.88 | 10.88
7BL | Baseline forecast changes to Deployable Output | sum (7.1BL:7.6BL) | Ml/d | 2 | 0 | 0 | 0 | 0 | 0 | 0 | 0 | 0 | -0.52 | -0.52 | -0.52 | -0.52 | -0.52 | -0.52 | -0.52 | -0.52 | -0.52 | -0.52 | -0.52 | -0.52 | -0.52 | -0.52 | -0.52 | -0.52 | -0.52 | -0.52 | -0.52 | -0.52 | -0.52 | -0.52 | -0.52 | -0.52 | -0.52 | -0.52 | -0.52 | -0.52 | -0.52 | -0.52 | -0.52 | -0.52 | -0.52 | -0.52 | -0.52 | -0.52 | -0.52 | -0.52 | -0.52 | -0.52 | -0.52 | -0.52 | -0.52 | -0.52 | -0.52 | -0.52 | -0.52 | -0.52 | -0.52 | -0.52 | -0.52 | -0.52 | -0.52 | -0.52 | -0.52 | -0.52 | -0.52 | -0.52
7.1BL | Change in DO due to climate change | Input | Ml/d | 2 |  |  | 0 | 0 | 0 | 0 | 0 | 0 | 0 | 0 | 0 | 0 | 0 | 0 | 0 | 0 | 0 | 0 | 0 | 0 | 0 | 0 | 0 | 0 | 0 | 0 | 0 | 0 | 0 | 0 | 0 | 0 | 0 | 0 | 0 | 0 | 0 | 0 | 0 | 0 | 0 | 0 | 0 | 0 | 0 | 0 | 0 | 0 | 0 | 0 | 0 | 0 | 0 | 0 | 0 | 0 | 0 | 0 | 0 | 0 | 0 | 0 | 0 | 0 | 0 | 0
7.2BL | Total confirmed DO reductions to restore sustainable abstraction enter as -ve | Input | Ml/d | 2 |  |  | 0 | 0 | 0 | 0 | 0 | 0 | -0.52 | -0.52 | -0.52 | -0.52 | -0.52 | -0.52 | -0.52 | -0.52 | -0.52 | -0.52 | -0.52 | -0.52 | -0.52 | -0.52 | -0.52 | -0.52 | -0.52 | -0.52 | -0.52 | -0.52 | -0.52 | -0.52 | -0.52 | -0.52 | -0.52 | -0.52 | -0.52 | -0.52 | -0.52 | -0.52 | -0.52 | -0.52 | -0.52 | -0.52 | -0.52 | -0.52 | -0.52 | -0.52 | -0.52 | -0.52 | -0.52 | -0.52 | -0.52 | -0.52 | -0.52 | -0.52 | -0.52 | -0.52 | -0.52 | -0.52 | -0.52 | -0.52 | -0.52 | -0.52 | -0.52 | -0.52 | -0.52 | -0.52
7.3BL | Total expected DO reductions to restore sustainable abstraction (Environmental Destination) (excl. any confirmed reductions) enter as -ve | Input | Ml/d | 2 |  |  | 0 | 0 | 0 | 0 | 0 | 0 | 0 | 0 | 0 | 0 | 0 | 0 | 0 | 0 | 0 | 0 | 0 | 0 | 0 | 0 | 0 | 0 | 0 | 0 | 0 | 0 | 0 | 0 | 0 | 0 | 0 | 0 | 0 | 0 | 0 | 0 | 0 | 0 | 0 | 0 | 0 | 0 | 0 | 0 | 0 | 0 | 0 | 0 | 0 | 0 | 0 | 0 | 0 | 0 | 0 | 0 | 0 | 0 | 0 | 0 | 0 | 0 | 0 | 0
7.4BL | Change in DO from prolonged Outage reduction enter as -ve | Input | Ml/d | 2 |  |  | 0 | 0 | 0 | 0 | 0 | 0 | 0 | 0 | 0 | 0 | 0 | 0 | 0 | 0 | 0 | 0 | 0 | 0 | 0 | 0 | 0 | 0 | 0 | 0 | 0 | 0 | 0 | 0 | 0 | 0 | 0 | 0 | 0 | 0 | 0 | 0 | 0 | 0 | 0 | 0 | 0 | 0 | 0 | 0 | 0 | 0 | 0 | 0 | 0 | 0 | 0 | 0 | 0 | 0 | 0 | 0 | 0 | 0 | 0 | 0 | 0 | 0 | 0 | 0
7.5BL | Change in DO from drought measures | Zero for baseline | Ml/d | 2 |  |  | 0 | 0 | 0 | 0 | 0 | 0 | 0 | 0 | 0 | 0 | 0 | 0 | 0 | 0 | 0 | 0 | 0 | 0 | 0 | 0 | 0 | 0 | 0 | 0 | 0 | 0 | 0 | 0 | 0 | 0 | 0 | 0 | 0 | 0 | 0 | 0 | 0 | 0 | 0 | 0 | 0 | 0 | 0 | 0 | 0 | 0 | 0 | 0 | 0 | 0 | 0 | 0 | 0 | 0 | 0 | 0 | 0 | 0 | 0 | 0 | 0 | 0 | 0 | 0
7.6BL | Total other changes to DO (specify e.g. Nitrates) | Input | Ml/d | 2 |  |  | 0 | 0 | 0 | 0 | 0 | 0 | 0 | 0 | 0 | 0 | 0 | 0 | 0 | 0 | 0 | 0 | 0 | 0 | 0 | 0 | 0 | 0 | 0 | 0 | 0 | 0 | 0 | 0 | 0 | 0 | 0 | 0 | 0 | 0 | 0 | 0 | 0 | 0 | 0 | 0 | 0 | 0 | 0 | 0 | 0 | 0 | 0 | 0 | 0 | 0 | 0 | 0 | 0 | 0 | 0 | 0 | 0 | 0 | 0 | 0 | 0 | 0 | 0 | 0
8BL | Raw water losses, treatment works losses and operational use | Input | Ml/d | 2 |  |  | 0.54332 | 0.54341 | 0.54345 | 0.54325 | 0.55429 | 0.55724 | 0.55863 | 0.55978 | 0.56067 | 0.56181 | 0.56234 | 0.56219 | 0.56252 | 0.56299 | 0.56373 | 0.56479 | 0.56516 | 0.5655 | 0.56572 | 0.56582 | 0.56601 | 0.56621 | 0.56633 | 0.56645 | 0.56657 | 0.56672 | 0.5668 | 0.56684 | 0.56682 | 0.56343 | 0.56349 | 0.56353 | 0.56356 | 0.56369 | 0.56389 | 0.56423 | 0.56457 | 0.56496 | 0.56532 | 0.5657 | 0.56609 | 0.56654 | 0.56702 | 0.56749 | 0.56798 | 0.56851 | 0.56905 | 0.56959 | 0.5701 | 0.57059 | 0.57107 | 0.57153 | 0.57197 | 0.57243 | 0.5729 | 0.57336 | 0.57382 | 0.57428 | 0.57475 | 0.57526 | 0.57579 | 0.57636 | 0.57692 | 0.57746
9BL | Total Outage Allowance | Input | Ml/d | 2 |  |  | 1.05 | 1.05 | 1.05 | 1.05 | 1.05 | 1.05 | 1.05 | 1.05 | 1.05 | 1.05 | 1.05 | 1.05 | 1.05 | 1.05 | 1.05 | 1.05 | 1.05 | 1.05 | 1.05 | 1.05 | 1.05 | 1.05 | 1.05 | 1.05 | 1.05 | 1.05 | 1.05 | 1.05 | 1.05 | 1.05 | 1.05 | 1.05 | 1.05 | 1.05 | 1.05 | 1.05 | 1.05 | 1.05 | 1.05 | 1.05 | 1.05 | 1.05 | 1.05 | 1.05 | 1.05 | 1.05 | 1.05 | 1.05 | 1.05 | 1.05 | 1.05 | 1.05 | 1.05 | 1.05 | 1.05 | 1.05 | 1.05 | 1.05 | 1.05 | 1.05 | 1.05 | 1.05 | 1.05 | 1.05
10BL | Water Available For Use (own sources) | (6BL + 7BL) - (8BL + 9BL) | Ml/d | 2 | 0 | 0 | 9.8067 | 9.8066 | 9.8065 | 9.8067 | 9.7957 | 9.7928 | 9.2714 | 9.2702 | 9.2693 | 9.2682 | 9.2677 | 9.2678 | 9.2675 | 9.267 | 9.2663 | 9.2652 | 9.2648 | 9.2645 | 9.2643 | 9.2642 | 9.264 | 9.2638 | 9.2637 | 9.2636 | 9.2634 | 9.2633 | 9.2632 | 9.2632 | 9.2632 | 9.2666 | 9.2665 | 9.2665 | 9.2664 | 9.2663 | 9.2661 | 9.2658 | 9.2654 | 9.265 | 9.2647 | 9.2643 | 9.2639 | 9.2635 | 9.263 | 9.2625 | 9.262 | 9.2615 | 9.2609 | 9.2604 | 9.2599 | 9.2594 | 9.2589 | 9.2585 | 9.258 | 9.2576 | 9.2571 | 9.2566 | 9.2562 | 9.2557 | 9.2552 | 9.2547 | 9.2542 | 9.2536 | 9.2531 | 9.2525
11BL | Total Water Available For Use | 10BL + sum (2BL:5BL) | Ml/d | 2 | 0 | 0 | 9.8067 | 9.8066 | 9.8065 | 9.8067 | 9.7957 | 9.7928 | 9.2714 | 9.2702 | 9.2693 | 9.2682 | 9.2677 | 9.2678 | 9.2675 | 9.267 | 9.2663 | 9.2652 | 9.2648 | 9.2645 | 9.2643 | 9.2642 | 9.264 | 9.2638 | 9.2637 | 9.2636 | 9.2634 | 9.2633 | 9.2632 | 9.2632 | 9.2632 | 9.2666 | 9.2665 | 9.2665 | 9.2664 | 9.2663 | 9.2661 | 9.2658 | 9.2654 | 9.265 | 9.2647 | 9.2643 | 9.2639 | 9.2635 | 9.263 | 9.2625 | 9.262 | 9.2615 | 9.2609 | 9.2604 | 9.2599 | 9.2594 | 9.2589 | 9.2585 | 9.258 | 9.2576 | 9.2571 | 9.2566 | 9.2562 | 9.2557 | 9.2552 | 9.2547 | 9.2542 | 9.2536 | 9.2531 | 9.2525
12BL | Water delivered measured non-household | Input Note - consumption & uspl | Ml/d | 2 |  |  | 2.0272 | 1.9191 | 2.0189 | 2.1096 | 2.3049 | 2.3482 | 2.3493 | 2.3514 | 2.3535 | 2.3556 | 2.3574 | 2.3584 | 2.3592 | 2.3599 | 2.3607 | 2.3614 | 2.3623 | 2.3631 | 2.3638 | 2.3646 | 2.3653 | 2.3659 | 2.3666 | 2.3672 | 2.3678 | 2.3684 | 2.3689 | 2.3695 | 2.37 | 2.3705 | 2.371 | 2.3713 | 2.3715 | 2.3717 | 2.3719 | 2.3721 | 2.3722 | 2.3724 | 2.3725 | 2.3726 | 2.3728 | 2.3729 | 2.3731 | 2.3732 | 2.3734 | 2.3735 | 2.3736 | 2.3737 | 2.3739 | 2.374 | 2.3741 | 2.3742 | 2.3743 | 2.3743 | 2.3744 | 2.3744 | 2.3745 | 2.3745 | 2.3745 | 2.3745 | 2.3746 | 2.3746 | 2.3745 | 2.3745
12.1BL | Non-potable water consumption | Input | Ml/d | 2 |  | 0 | 0 | 0 | 0 | 0 | 0 | 0 | 0 | 0 | 0 | 0 | 0 | 0 | 0 | 0 | 0 | 0 | 0 | 0 | 0 | 0 | 0 | 0 | 0 | 0 | 0 | 0 | 0 | 0 | 0 | 0 | 0 | 0 | 0 | 0 | 0 | 0 | 0 | 0 | 0 | 0 | 0 | 0 | 0 | 0 | 0 | 0 | 0 | 0 | 0 | 0 | 0 | 0 | 0 | 0 | 0 | 0 | 0 | 0 | 0 | 0 | 0 | 0 | 0
13BL | Water delivered unmeasured non-household | Input Note - consumption & uspl | Ml/d | 2 |  |  | 0.085895 | 0.088195 | 0.087781 | 0.087368 | 0.10057 | 0.10057 | 0.10057 | 0.10057 | 0.10057 | 0.1 | 0.099431 | 0.098859 | 0.098859 | 0.098859 | 0.098859 | 0.098859 | 0.098859 | 0.098859 | 0.098859 | 0.098859 | 0.098859 | 0.098859 | 0.098859 | 0.098859 | 0.098859 | 0.098859 | 0.098859 | 0.098859 | 0.098859 | 0.098859 | 0.098859 | 0.098859 | 0.098859 | 0.098859 | 0.098859 | 0.098859 | 0.098859 | 0.098859 | 0.098859 | 0.098859 | 0.098859 | 0.098859 | 0.098859 | 0.098859 | 0.098859 | 0.098859 | 0.098859 | 0.098859 | 0.098859 | 0.098859 | 0.098859 | 0.098859 | 0.098859 | 0.098859 | 0.098859 | 0.098859 | 0.098859 | 0.098859 | 0.098859 | 0.098859 | 0.098859 | 0.098859 | 0.098859 | 0.098859
14BL | Water delivered measured household | Input Note - consumption & uspl | Ml/d | 2 |  |  | 1.2246 | 1.2506 | 1.2945 | 1.3476 | 1.3905 | 1.446 | 1.5222 | 1.5939 | 1.6618 | 1.7271 | 1.777 | 1.8167 | 1.8635 | 1.912 | 1.9638 | 2.0206 | 2.0676 | 2.1137 | 2.1586 | 2.2001 | 2.241 | 2.2801 | 2.3168 | 2.3519 | 2.3856 | 2.4183 | 2.4501 | 2.4813 | 2.5117 | 2.4886 | 2.513 | 2.5372 | 2.5613 | 2.5862 | 2.6062 | 2.6218 | 2.6373 | 2.6531 | 2.6684 | 2.6839 | 2.6997 | 2.716 | 2.7327 | 2.7493 | 2.7659 | 2.7832 | 2.8005 | 2.8177 | 2.8347 | 2.8514 | 2.8679 | 2.8844 | 2.9005 | 2.9168 | 2.933 | 2.9491 | 2.9648 | 2.9806 | 2.9963 | 3.011 | 3.0244 | 3.0381 | 3.0515 | 3.0647
15BL | Water delivered unmeasured household | Input Note - consumption & uspl | Ml/d | 2 |  |  | 3.2781 | 3.1583 | 3.0632 | 2.9649 | 2.8761 | 2.8208 | 2.7651 | 2.7094 | 2.6536 | 2.6045 | 2.5618 | 2.5192 | 2.4766 | 2.4344 | 2.393 | 2.3516 | 2.3093 | 2.2674 | 2.225 | 2.1841 | 2.1453 | 2.1083 | 2.0726 | 2.0385 | 2.0059 | 1.9745 | 1.9431 | 1.9116 | 1.88 | 1.8525 | 1.8284 | 1.8044 | 1.7803 | 1.7571 | 1.7399 | 1.7294 | 1.719 | 1.709 | 1.6991 | 1.6893 | 1.6796 | 1.6699 | 1.6605 | 1.6512 | 1.642 | 1.6329 | 1.6239 | 1.6149 | 1.6058 | 1.5966 | 1.5875 | 1.5781 | 1.5689 | 1.5597 | 1.5507 | 1.5418 | 1.5331 | 1.5244 | 1.5159 | 1.5091 | 1.504 | 1.4992 | 1.4945 | 1.4898
16BL | Percentage of consumption driven by climate change | Input | % | 1 |  |  | 0% | 0.3185% | 0.3311% | 0.3477% | 0.4071% | 0.4332% | 0.4672% | 0.4951% | 0.5288% | 0.5627% | 0.5902% | 0.6246% | 0.6528% | 0.6872% | 0.7148% | 0.7487% | 0.7826% | 0.8105% | 0.8435% | 0.871% | 0.904% | 0.9351% | 0.966% | 0.997% | 1.028% | 1.059% | 1.09% | 1.121% | 1.152% | 1.183% | 1.214% | 1.245% | 1.276% | 1.307% | 1.338% | 1.369% | 1.401% | 1.432% | 1.463% | 1.495% | 1.526% | 1.557% | 1.588% | 1.619% | 1.65% | 1.681% | 1.711% | 1.674% | 1.643% | 1.616% | 1.594% | 1.577% | 1.566% | 1.55% | 1.535% | 1.52% | 1.508% | 1.496% | 1.483% | 1.468% | 1.451% | 1.426% | 1.403% | 1.38%
17BL | Volume of consumption driven by climate change | 16BL * (12BL + sum(13BL:15BL) - sum (23BL:26BL)) | Ml/d | 2 | 0 | 0 | 0 | 0.019739 | 0.020699 | 0.021915 | 0.026313 | 0.028185 | 0.0305 | 0.032404 | 0.034677 | 0.037 | 0.038852 | 0.041103 | 0.042991 | 0.045307 | 0.047205 | 0.04956 | 0.05185 | 0.053735 | 0.055955 | 0.05779 | 0.06001 | 0.062098 | 0.064171 | 0.066247 | 0.068327 | 0.070416 | 0.072493 | 0.074568 | 0.076625 | 0.078064 | 0.080125 | 0.082187 | 0.084239 | 0.086317 | 0.088408 | 0.090545 | 0.092683 | 0.094845 | 0.097002 | 0.099162 | 0.10132 | 0.1035 | 0.10567 | 0.10785 | 0.11002 | 0.1122 | 0.11439 | 0.11201 | 0.11005 | 0.1084 | 0.10699 | 0.10595 | 0.10534 | 0.10436 | 0.10346 | 0.10259 | 0.10187 | 0.10117 | 0.10037 | 0.099447 | 0.098467 | 0.096893 | 0.095436 | 0.093983
18BL | Measured Household - PCC | ((14BL - 25BL) * 1,000,000) / (39BL *1,000) | l/h/d | 1 | #DIV/0! | #DIV/0! | 166.7777 | 163.2378 | 159.6835 | 156.633 | 153.753 | 152.9265 | 152.2083 | 151.6006 | 151.1 | 150.5685 | 150.112 | 149.5469 | 148.9653 | 148.439 | 147.9845 | 147.694 | 147.3246 | 146.9837 | 146.6455 | 146.2411 | 145.979 | 145.7453 | 145.5189 | 145.2928 | 145.0932 | 144.9635 | 144.8259 | 144.6808 | 144.5333 | 141.422 | 141.3043 | 141.188 | 141.0709 | 141.0009 | 140.9391 | 140.904 | 140.8607 | 140.8341 | 140.8025 | 140.7828 | 140.7468 | 140.7273 | 140.721 | 140.7316 | 140.7542 | 140.7809 | 140.8074 | 140.8253 | 140.8357 | 140.8414 | 140.8372 | 140.8343 | 140.811 | 140.8095 | 140.8058 | 140.8025 | 140.7945 | 140.787 | 140.7849 | 140.7848 | 140.787 | 140.8066 | 140.8258 | 140.8456
19BL | Unmeasured Household - PCC | ((15BL - 26BL) * 1,000,000) / (40BL *1,000) | l/h/d | 1 | #DIV/0! | #DIV/0! | 184.8877 | 180.3506 | 177.7461 | 175.124 | 172.7895 | 172.5786 | 172.359 | 172.1372 | 171.9096 | 171.7671 | 171.6804 | 171.6152 | 171.5386 | 171.4949 | 171.5685 | 171.6476 | 171.5875 | 171.559 | 171.4834 | 171.4689 | 171.5027 | 171.5698 | 171.6229 | 171.6772 | 171.7955 | 172.025 | 172.2387 | 172.4522 | 172.6485 | 172.8768 | 173.0875 | 173.2969 | 173.4875 | 173.7585 | 174.0303 | 174.3819 | 174.7188 | 175.0944 | 175.455 | 175.8184 | 176.1659 | 176.516 | 176.8685 | 177.2236 | 177.5814 | 177.9421 | 178.3056 | 178.6518 | 178.9698 | 179.2683 | 179.566 | 179.8208 | 180.0774 | 180.3356 | 180.5954 | 180.8567 | 181.1194 | 181.3835 | 181.6489 | 181.9208 | 182.1843 | 182.4787 | 182.7594 | 183.0412
20BL | Average Household - PCC | (((14BL - 25BL) + (15BL - 26BL)) * 1,000,000) / ((39BL + 40BL) *1,000) | l/h/d | 1 | #DIV/0! | #DIV/0! | 179.5673 | 175.1303 | 171.9575 | 168.8862 | 166.0833 | 165.373 | 164.6195 | 163.9132 | 163.2539 | 162.6411 | 162.1438 | 161.627 | 161.0642 | 160.5311 | 160.0745 | 159.6844 | 159.2068 | 158.7577 | 158.2867 | 157.8125 | 157.4434 | 157.1107 | 156.7831 | 156.4611 | 156.1848 | 155.9971 | 155.7958 | 155.5865 | 155.3667 | 153.336 | 153.1561 | 152.9746 | 152.7832 | 152.6487 | 152.5561 | 152.5465 | 152.5247 | 152.5261 | 152.5187 | 152.519 | 152.5005 | 152.4918 | 152.4919 | 152.5045 | 152.5256 | 152.5483 | 152.5705 | 152.5805 | 152.576 | 152.5622 | 152.5408 | 152.507 | 152.4592 | 152.4272 | 152.3941 | 152.362 | 152.3271 | 152.2927 | 152.2628 | 152.2477 | 152.2441 | 152.2621 | 152.2767 | 152.293
21BL | Water taken unbilled | Input | Ml/d | 2 |  |  | 0.12337 | 0.12299 | 0.12283 | 0.12262 | 0.12402 | 0.12386 | 0.12362 | 0.12338 | 0.12315 | 0.12294 | 0.1228 | 0.12271 | 0.1226 | 0.12249 | 0.12236 | 0.12221 | 0.1221 | 0.12199 | 0.1219 | 0.1218 | 0.12171 | 0.12163 | 0.12156 | 0.12149 | 0.12142 | 0.12136 | 0.1213 | 0.12125 | 0.1212 | 0.12116 | 0.12111 | 0.12107 | 0.12102 | 0.12097 | 0.12093 | 0.12089 | 0.12084 | 0.1208 | 0.12077 | 0.12072 | 0.12068 | 0.12063 | 0.12058 | 0.12053 | 0.12047 | 0.12042 | 0.12036 | 0.1203 | 0.12024 | 0.12019 | 0.12013 | 0.12008 | 0.12002 | 0.11997 | 0.11992 | 0.11987 | 0.11982 | 0.11977 | 0.11972 | 0.11967 | 0.11962 | 0.11957 | 0.11952 | 0.11946
22BL | Distribution system operational use | Input | Ml/d | 2 |  |  | 0.040016 | 0.040016 | 0.040016 | 0.040016 | 0.040016 | 0.040016 | 0.040016 | 0.040016 | 0.040016 | 0.040016 | 0.040016 | 0.040016 | 0.040016 | 0.040016 | 0.040016 | 0.040016 | 0.040016 | 0.040016 | 0.040016 | 0.040016 | 0.040016 | 0.040016 | 0.040016 | 0.040016 | 0.040016 | 0.040016 | 0.040016 | 0.040016 | 0.040016 | 0.040016 | 0.040016 | 0.040016 | 0.040016 | 0.040016 | 0.040016 | 0.040016 | 0.040016 | 0.040016 | 0.040016 | 0.040016 | 0.040016 | 0.040016 | 0.040016 | 0.040016 | 0.040016 | 0.040016 | 0.040016 | 0.040016 | 0.040016 | 0.040016 | 0.040016 | 0.040016 | 0.040016 | 0.040016 | 0.040016 | 0.040016 | 0.040016 | 0.040016 | 0.040016 | 0.040016 | 0.040016 | 0.040016 | 0.040016 | 0.040016
23BL | Measured Non Household - USPL | Input | Ml/d | 2 |  |  | 0.011022 | 0.010899 | 0.01057 | 0.01024 | 0.010712 | 0.010743 | 0.010774 | 0.010805 | 0.010837 | 0.010857 | 0.010878 | 0.010899 | 0.01092 | 0.01094 | 0.010961 | 0.010982 | 0.011003 | 0.011024 | 0.011044 | 0.011065 | 0.011086 | 0.011107 | 0.011127 | 0.011148 | 0.011169 | 0.01119 | 0.01121 | 0.011231 | 0.011262 | 0.011294 | 0.011325 | 0.011356 | 0.011387 | 0.011418 | 0.011449 | 0.011481 | 0.011512 | 0.011543 | 0.011574 | 0.011605 | 0.011636 | 0.011668 | 0.011699 | 0.01173 | 0.011761 | 0.011792 | 0.011823 | 0.011854 | 0.011886 | 0.011917 | 0.011948 | 0.011979 | 0.01201 | 0.012041 | 0.012073 | 0.012104 | 0.012135 | 0.012166 | 0.012197 | 0.012228 | 0.01226 | 0.012291 | 0.012322 | 0.012353
24BL | Unmeasured Non Household - USPL | Input | Ml/d | 2 |  |  | 0.0032829 | 0.0032672 | 0.0031485 | 0.0030306 | 0.0034887 | 0.0034887 | 0.0034887 | 0.0034887 | 0.0034887 | 0.0034688 | 0.003449 | 0.0034292 | 0.0034292 | 0.0034292 | 0.0034292 | 0.0034292 | 0.0034292 | 0.0034292 | 0.0034292 | 0.0034292 | 0.0034292 | 0.0034292 | 0.0034292 | 0.0034292 | 0.0034292 | 0.0034292 | 0.0034292 | 0.0034292 | 0.0034292 | 0.0034292 | 0.0034292 | 0.0034292 | 0.0034292 | 0.0034292 | 0.0034292 | 0.0034292 | 0.0034292 | 0.0034292 | 0.0034292 | 0.0034292 | 0.0034292 | 0.0034292 | 0.0034292 | 0.0034292 | 0.0034292 | 0.0034292 | 0.0034292 | 0.0034292 | 0.0034292 | 0.0034292 | 0.0034292 | 0.0034292 | 0.0034292 | 0.0034292 | 0.0034292 | 0.0034292 | 0.0034292 | 0.0034292 | 0.0034292 | 0.0034292 | 0.0034292 | 0.0034292 | 0.0034292 | 0.0034292
25BL | Measured Household - USPL | Input | Ml/d | 2 |  |  | 0.053352 | 0.055359 | 0.056947 | 0.059019 | 0.062405 | 0.065227 | 0.069021 | 0.072697 | 0.076294 | 0.079613 | 0.082069 | 0.083846 | 0.085851 | 0.08785 | 0.090043 | 0.0926 | 0.094591 | 0.096511 | 0.098373 | 0.10016 | 0.10185 | 0.10342 | 0.10488 | 0.10624 | 0.10753 | 0.10878 | 0.10998 | 0.11112 | 0.11221 | 0.11315 | 0.11398 | 0.11478 | 0.1156 | 0.11645 | 0.1171 | 0.11755 | 0.118 | 0.11842 | 0.11884 | 0.11929 | 0.11976 | 0.12025 | 0.12079 | 0.12135 | 0.12195 | 0.12258 | 0.12321 | 0.12383 | 0.12444 | 0.12504 | 0.12564 | 0.12623 | 0.12682 | 0.12739 | 0.12795 | 0.12849 | 0.12901 | 0.12953 | 0.13005 | 0.13053 | 0.13098 | 0.13145 | 0.13193 | 0.1324
26BL | Unmeasured Household - USPL | Input | Ml/d | 2 |  |  | 0.15679 | 0.14981 | 0.14234 | 0.13477 | 0.132 | 0.12916 | 0.12633 | 0.1235 | 0.12067 | 0.11824 | 0.1162 | 0.11417 | 0.11213 | 0.1101 | 0.108 | 0.1059 | 0.10388 | 0.10185 | 0.09982 | 0.097841 | 0.095963 | 0.094186 | 0.092507 | 0.090928 | 0.089398 | 0.087868 | 0.086337 | 0.084807 | 0.083277 | 0.081994 | 0.080958 | 0.079922 | 0.078887 | 0.077853 | 0.077214 | 0.076971 | 0.076728 | 0.076485 | 0.076242 | 0.075998 | 0.075755 | 0.075512 | 0.075269 | 0.075026 | 0.074783 | 0.074539 | 0.074296 | 0.074053 | 0.07381 | 0.073569 | 0.073328 | 0.073086 | 0.072845 | 0.072604 | 0.072363 | 0.072122 | 0.071881 | 0.071639 | 0.071398 | 0.071256 | 0.071212 | 0.071169 | 0.071125 | 0.071082
27BL | Void Properties - USPL | Input | Ml/d | 2 |  |  | 0.014203 | 0.014588 | 0.014749 | 0.014957 | 0.013555 | 0.013713 | 0.013959 | 0.014194 | 0.014423 | 0.014632 | 0.014779 | 0.014863 | 0.014974 | 0.015085 | 0.01521 | 0.015369 | 0.015479 | 0.015582 | 0.01568 | 0.015773 | 0.015861 | 0.015942 | 0.016018 | 0.016087 | 0.016153 | 0.016214 | 0.016271 | 0.016322 | 0.016373 | 0.01642 | 0.016466 | 0.016509 | 0.016554 | 0.016601 | 0.016647 | 0.016689 | 0.016731 | 0.016771 | 0.01681 | 0.016852 | 0.016896 | 0.016942 | 0.016992 | 0.017045 | 0.017101 | 0.017159 | 0.017218 | 0.017275 | 0.017332 | 0.017388 | 0.017444 | 0.017499 | 0.017554 | 0.017607 | 0.017659 | 0.01771 | 0.017758 | 0.017807 | 0.017855 | 0.017904 | 0.017955 | 0.018006 | 0.018059 | 0.018111
28BL | Distribution losses | Input | Ml/d | 2 |  |  | 1.1967 | 1.3976 | 1.3499 | 1.3019 | 1.3018 | 1.3016 | 1.3003 | 1.2992 | 1.2982 | 1.2971 | 1.2965 | 1.2967 | 1.2966 | 1.2965 | 1.2963 | 1.2956 | 1.2955 | 1.2955 | 1.2956 | 1.2956 | 1.2957 | 1.2958 | 1.2959 | 1.2961 | 1.2962 | 1.2964 | 1.2967 | 1.297 | 1.2974 | 1.2976 | 1.2978 | 1.2979 | 1.2981 | 1.2982 | 1.2981 | 1.2978 | 1.2975 | 1.2973 | 1.297 | 1.2967 | 1.2964 | 1.2961 | 1.2957 | 1.2953 | 1.2949 | 1.2944 | 1.2939 | 1.2935 | 1.293 | 1.2926 | 1.2921 | 1.2917 | 1.2913 | 1.2908 | 1.2904 | 1.2901 | 1.2897 | 1.2893 | 1.289 | 1.2886 | 1.2881 | 1.2876 | 1.287 | 1.2865
29BL | Total Leakage | sum (23BL:28BL) | Ml/d | 2 | 0 | 0 | 1.4353 | 1.6315 | 1.5777 | 1.5239 | 1.5239 | 1.5239 | 1.5239 | 1.5239 | 1.5239 | 1.5239 | 1.5239 | 1.5239 | 1.5239 | 1.5239 | 1.5239 | 1.5239 | 1.5239 | 1.5239 | 1.5239 | 1.5239 | 1.5239 | 1.5239 | 1.5239 | 1.5239 | 1.5239 | 1.5239 | 1.5239 | 1.5239 | 1.5239 | 1.5239 | 1.5239 | 1.5239 | 1.5239 | 1.5239 | 1.5239 | 1.5239 | 1.5239 | 1.5239 | 1.5239 | 1.5239 | 1.5239 | 1.5239 | 1.5239 | 1.5239 | 1.5239 | 1.5239 | 1.5239 | 1.5239 | 1.5239 | 1.5239 | 1.5239 | 1.5239 | 1.5239 | 1.5239 | 1.5239 | 1.5239 | 1.5239 | 1.5239 | 1.5239 | 1.5239 | 1.5239 | 1.5239 | 1.5239 | 1.5239
30BL | Leakage/property | (29BL * 1,000,000) / (36BL * 1,000) | l/prop/d | 2 | #DIV/0! | #DIV/0! | 132.4102 | 149.19 | 142.6159 | 135.6545 | 133.975 | 132.586 | 130.2604 | 128.1279 | 126.1375 | 124.286 | 123.057 | 122.4405 | 121.624 | 120.823 | 119.8981 | 118.6896 | 117.9305 | 117.2389 | 116.5999 | 116.003 | 115.4527 | 114.954 | 114.5009 | 114.0888 | 113.7133 | 113.3692 | 113.0676 | 112.8105 | 112.5768 | 112.3597 | 112.1283 | 111.9199 | 111.7011 | 111.4576 | 111.2046 | 110.9472 | 110.692 | 110.4506 | 110.2186 | 109.9686 | 109.7009 | 109.4159 | 109.1061 | 108.7786 | 108.432 | 108.0649 | 107.6982 | 107.3434 | 106.9953 | 106.6557 | 106.321 | 105.9891 | 105.6641 | 105.3533 | 105.053 | 104.7613 | 104.4875 | 104.2172 | 103.9444 | 103.6651 | 103.3715 | 103.0692 | 102.7645 | 102.4674
31BL | Measured Non Household - properties | Input | 000's | 2 |  |  | 0.86727 | 0.86138 | 0.8639 | 0.86643 | 0.90636 | 0.909 | 0.91163 | 0.91427 | 0.91691 | 0.91866 | 0.92042 | 0.92218 | 0.92394 | 0.92569 | 0.92745 | 0.92921 | 0.93097 | 0.93273 | 0.93448 | 0.93624 | 0.938 | 0.93976 | 0.94151 | 0.94327 | 0.94503 | 0.94679 | 0.94855 | 0.9503 | 0.95294 | 0.95558 | 0.95821 | 0.96085 | 0.96349 | 0.96612 | 0.96876 | 0.9714 | 0.97403 | 0.97667 | 0.97931 | 0.98194 | 0.98458 | 0.98722 | 0.98985 | 0.99249 | 0.99513 | 0.99776 | 1.0004 | 1.003 | 1.0057 | 1.0083 | 1.0109 | 1.0136 | 1.0162 | 1.0189 | 1.0215 | 1.0241 | 1.0268 | 1.0294 | 1.032 | 1.0347 | 1.0373 | 1.0399 | 1.0426 | 1.0452
32BL | Unmeasured Non Household - properties | Input | 000's | 2 |  |  | 0.11973 | 0.12308 | 0.12266 | 0.12223 | 0.1407 | 0.1407 | 0.1407 | 0.1407 | 0.1407 | 0.1399 | 0.1391 | 0.1383 | 0.1383 | 0.1383 | 0.1383 | 0.1383 | 0.1383 | 0.1383 | 0.1383 | 0.1383 | 0.1383 | 0.1383 | 0.1383 | 0.1383 | 0.1383 | 0.1383 | 0.1383 | 0.1383 | 0.1383 | 0.1383 | 0.1383 | 0.1383 | 0.1383 | 0.1383 | 0.1383 | 0.1383 | 0.1383 | 0.1383 | 0.1383 | 0.1383 | 0.1383 | 0.1383 | 0.1383 | 0.1383 | 0.1383 | 0.1383 | 0.1383 | 0.1383 | 0.1383 | 0.1383 | 0.1383 | 0.1383 | 0.1383 | 0.1383 | 0.1383 | 0.1383 | 0.1383 | 0.1383 | 0.1383 | 0.1383 | 0.1383 | 0.1383 | 0.1383 | 0.1383
33BL | All void non-households - properties | Input | 000's | 2 |  |  | 0.209 | 0.21692 | 0.21721 | 0.2175 | 0.16009 | 0.16045 | 0.16082 | 0.16118 | 0.16154 | 0.16159 | 0.16163 | 0.16167 | 0.16191 | 0.16215 | 0.1624 | 0.16264 | 0.16288 | 0.16312 | 0.16337 | 0.16361 | 0.16385 | 0.16409 | 0.16433 | 0.16458 | 0.16482 | 0.16506 | 0.1653 | 0.16555 | 0.16591 | 0.16627 | 0.16664 | 0.167 | 0.16736 | 0.16773 | 0.16809 | 0.16845 | 0.16882 | 0.16918 | 0.16954 | 0.16991 | 0.17027 | 0.17063 | 0.171 | 0.17136 | 0.17172 | 0.17209 | 0.17245 | 0.17281 | 0.17318 | 0.17354 | 0.1739 | 0.17427 | 0.17463 | 0.17499 | 0.17536 | 0.17572 | 0.17608 | 0.17645 | 0.17681 | 0.17717 | 0.17754 | 0.1779 | 0.17826 | 0.17863
34BL | Measured households - properties (excl. void) | Year before + sum (34.1BL:34.6BL) | 000's | 2 |  |  | 3.617 | 3.7755 | 3.993 | 4.2641 | 4.5096 | 4.7346 | 5.0424 | 5.3401 | 5.631 | 5.9004 | 6.0987 | 6.2391 | 6.399 | 6.5583 | 6.7338 | 6.9402 | 7.0989 | 7.2514 | 7.3991 | 7.541 | 7.6744 | 7.7986 | 7.9142 | 8.0217 | 8.1234 | 8.2218 | 8.3155 | 8.4043 | 8.4896 | 8.5631 | 8.6286 | 8.6915 | 8.7557 | 8.8228 | 8.8754 | 8.9128 | 8.9501 | 8.9859 | 9.0207 | 9.0578 | 9.0971 | 9.1388 | 9.1837 | 9.231 | 9.2809 | 9.3337 | 9.3867 | 9.4386 | 9.4899 | 9.5403 | 9.5903 | 9.6403 | 9.6896 | 9.7373 | 9.7838 | 9.8294 | 9.8729 | 9.916 | 9.9597 | 10.0005 | 10.0396 | 10.08 | 10.1211 | 10.1613
34.1BL | New build properties - properties | Input (new builds in each year) | 000's | 2 |  |  | 0.096 | 0.093637 | 0.12798 | 0.17224 | 0.14323 | 0.11949 | 0.20549 | 0.19499 | 0.18801 | 0.18226 | 0.12474 | 0.064636 | 0.084843 | 0.084273 | 0.098409 | 0.13046 | 0.0836 | 0.077182 | 0.072195 | 0.068207 | 0.063486 | 0.058054 | 0.05325 | 0.048866 | 0.044898 | 0.041466 | 0.036651 | 0.031502 | 0.027843 | 0.025939 | 0.027786 | 0.025099 | 0.026464 | 0.029516 | 0.030811 | 0.031507 | 0.031366 | 0.029805 | 0.028751 | 0.031143 | 0.033527 | 0.035894 | 0.039252 | 0.041765 | 0.044492 | 0.047443 | 0.047729 | 0.046483 | 0.045893 | 0.044974 | 0.04461 | 0.044512 | 0.043851 | 0.042171 | 0.040976 | 0.040016 | 0.037747 | 0.037449 | 0.038009 | 0.039128 | 0.041374 | 0.042875 | 0.04346 | 0.042628
34.2BL | Meter optants - properties | Input (meter optants in each year) | 000's | 2 |  |  | 0 | 0.072769 | 0.0985 | 0.11 | 0.11247 | 0.11494 | 0.11494 | 0.11494 | 0.11494 | 0.09852 | 0.0821 | 0.0821 | 0.0821 | 0.0821 | 0.084772 | 0.084772 | 0.0821 | 0.0821 | 0.0821 | 0.080048 | 0.075942 | 0.071838 | 0.067733 | 0.063628 | 0.061575 | 0.061575 | 0.061575 | 0.061575 | 0.061575 | 0.051312 | 0.04105 | 0.04105 | 0.04105 | 0.04105 | 0.02463 | 0.00821 | 0.00821 | 0.00821 | 0.00821 | 0.00821 | 0.00821 | 0.00821 | 0.00821 | 0.00821 | 0.00821 | 0.00821 | 0.00821 | 0.00821 | 0.00821 | 0.00821 | 0.00821 | 0.00821 | 0.00821 | 0.00821 | 0.00821 | 0.00821 | 0.00821 | 0.00821 | 0.00821 | 0.004105 | 0 | 0 | 0 | 0
34.3BL | Compulsory metering - properties | Input (compulsory meters in each year) | 000's | 2 |  |  | 0 | 0 | 0 | 0 | 0 | 0 | 0 | 0 | 0 | 0 | 0 | 0 | 0 | 0 | 0 | 0 | 0 | 0 | 0 | 0 | 0 | 0 | 0 | 0 | 0 | 0 | 0 | 0 | 0 | 0 | 0 | 0 | 0 | 0 | 0 | 0 | 0 | 0 | 0 | 0 | 0 | 0 | 0 | 0 | 0 | 0 | 0 | 0 | 0 | 0 | 0 | 0 | 0 | 0 | 0 | 0 | 0 | 0 | 0 | 0 | 0 | 0 | 0 | 0
34.4BL | Metering on change of occupancy - properties | Input (change of occupancy meters in each year) | 000's | 2 |  |  | 0 | 0 | 0 | 0 | 0 | 0 | 0 | 0 | 0 | 0 | 0 | 0 | 0 | 0 | 0 | 0 | 0 | 0 | 0 | 0 | 0 | 0 | 0 | 0 | 0 | 0 | 0 | 0 | 0 | 0 | 0 | 0 | 0 | 0 | 0 | 0 | 0 | 0 | 0 | 0 | 0 | 0 | 0 | 0 | 0 | 0 | 0 | 0 | 0 | 0 | 0 | 0 | 0 | 0 | 0 | 0 | 0 | 0 | 0 | 0 | 0 | 0 | 0 | 0
34.5BL | Selective metering - properties | Input (selective meters in each year) | 000's | 2 |  |  | 0 | 0 | 0 | 0 | 0 | 0 | 0 | 0 | 0 | 0 | 0 | 0 | 0 | 0 | 0 | 0 | 0 | 0 | 0 | 0 | 0 | 0 | 0 | 0 | 0 | 0 | 0 | 0 | 0 | 0 | 0 | 0 | 0 | 0 | 0 | 0 | 0 | 0 | 0 | 0 | 0 | 0 | 0 | 0 | 0 | 0 | 0 | 0 | 0 | 0 | 0 | 0 | 0 | 0 | 0 | 0 | 0 | 0 | 0 | 0 | 0 | 0 | 0 | 0
34.6BL | Other changes to existing metering - properties | Input (other changes to meters in each year) | 000's | 2 |  |  | 0 | -0.0079157 | -0.0090226 | -0.011117 | -0.010199 | -0.0094 | -0.012631 | -0.012276 | -0.012053 | -0.011339 | -0.0085609 | -0.006303 | -0.0070622 | -0.0070408 | -0.0076723 | -0.0088763 | -0.0070155 | -0.0067744 | -0.006587 | -0.0063601 | -0.0060285 | -0.0056702 | -0.0053354 | -0.0050165 | -0.0047903 | -0.0046614 | -0.0044805 | -0.0042871 | -0.0041496 | -0.0036925 | -0.0033763 | -0.0032754 | -0.0033266 | -0.0034413 | -0.0028731 | -0.0022823 | -0.002277 | -0.0022184 | -0.0021788 | -0.0022686 | -0.0023582 | -0.0024471 | -0.0025733 | -0.0026677 | -0.0027702 | -0.002881 | -0.0028918 | -0.002845 | -0.0028228 | -0.0027883 | -0.0027746 | -0.0027709 | -0.0027461 | -0.002683 | -0.0026381 | -0.002602 | -0.0025168 | -0.0025056 | -0.0025266 | -0.0024144 | -0.0023446 | -0.002401 | -0.002423 | -0.0023917
34.7BL | Measured household void properties | Input | 000's | 2 |  |  | 0.14 | 0.14738 | 0.15587 | 0.16645 | 0.17604 | 0.18482 | 0.19684 | 0.20846 | 0.21981 | 0.23033 | 0.23807 | 0.24355 | 0.24979 | 0.25601 | 0.26287 | 0.27092 | 0.27711 | 0.28307 | 0.28883 | 0.29437 | 0.29958 | 0.30443 | 0.30894 | 0.31314 | 0.31711 | 0.32095 | 0.32461 | 0.32808 | 0.3314 | 0.33428 | 0.33683 | 0.33929 | 0.34179 | 0.34441 | 0.34646 | 0.34792 | 0.34938 | 0.35078 | 0.35214 | 0.35358 | 0.35512 | 0.35675 | 0.3585 | 0.36035 | 0.36229 | 0.36435 | 0.36643 | 0.36845 | 0.37045 | 0.37242 | 0.37437 | 0.37632 | 0.37825 | 0.38011 | 0.38193 | 0.38371 | 0.3854 | 0.38709 | 0.38879 | 0.39039 | 0.39191 | 0.39349 | 0.39509 | 0.39666
35BL | Unmeasured households - properties (excl. void) | Input | 000's | 2 |  |  | 5.718 | 5.6436 | 5.5452 | 5.4356 | 5.3236 | 5.2094 | 5.0952 | 4.981 | 4.8668 | 4.7687 | 4.6866 | 4.6045 | 4.5224 | 4.4403 | 4.3558 | 4.2713 | 4.1895 | 4.1077 | 4.0259 | 3.9461 | 3.8703 | 3.7987 | 3.731 | 3.6673 | 3.6056 | 3.5438 | 3.4821 | 3.4204 | 3.3587 | 3.307 | 3.2652 | 3.2234 | 3.1816 | 3.1399 | 3.1142 | 3.1044 | 3.0946 | 3.0848 | 3.0749 | 3.0651 | 3.0553 | 3.0455 | 3.0357 | 3.0259 | 3.0161 | 3.0063 | 2.9965 | 2.9867 | 2.9769 | 2.9671 | 2.9574 | 2.9477 | 2.938 | 2.9282 | 2.9185 | 2.9088 | 2.8991 | 2.8893 | 2.8796 | 2.8739 | 2.8721 | 2.8704 | 2.8686 | 2.8668
35.1BL | Unmeasured household void properties | Input | 000's | 2 |  |  | 0.169 | 0.16773 | 0.1648 | 0.16155 | 0.15822 | 0.15482 | 0.15143 | 0.14804 | 0.14464 | 0.14173 | 0.13929 | 0.13685 | 0.13441 | 0.13197 | 0.12945 | 0.12694 | 0.12451 | 0.12208 | 0.11965 | 0.11728 | 0.11503 | 0.1129 | 0.11089 | 0.10899 | 0.10716 | 0.10532 | 0.10349 | 0.10166 | 0.099822 | 0.098284 | 0.097042 | 0.0958 | 0.094559 | 0.093319 | 0.092554 | 0.092263 | 0.091971 | 0.09168 | 0.091388 | 0.091097 | 0.090805 | 0.090514 | 0.090222 | 0.089931 | 0.089639 | 0.089348 | 0.089057 | 0.088765 | 0.088474 | 0.088185 | 0.087895 | 0.087606 | 0.087317 | 0.087028 | 0.086739 | 0.08645 | 0.086161 | 0.085872 | 0.085583 | 0.085412 | 0.08536 | 0.085308 | 0.085256 | 0.085204
36BL | Total Resource Zone Properties (incl. voids) | sum (31BL:34BL) + 34.7BL + 35BL + 35.1BL | 000's | 2 | 0 | 0 | 10.84 | 10.9356 | 11.0626 | 11.2338 | 11.3746 | 11.4938 | 11.699 | 11.8937 | 12.0814 | 12.2614 | 12.3838 | 12.4462 | 12.5297 | 12.6128 | 12.7101 | 12.8395 | 12.9221 | 12.9984 | 13.0696 | 13.1369 | 13.1995 | 13.2567 | 13.3092 | 13.3573 | 13.4014 | 13.442 | 13.4779 | 13.5086 | 13.5367 | 13.5628 | 13.5908 | 13.6161 | 13.6428 | 13.6726 | 13.7037 | 13.7355 | 13.7672 | 13.7972 | 13.8263 | 13.8577 | 13.8915 | 13.9277 | 13.9673 | 14.0093 | 14.0541 | 14.1018 | 14.1499 | 14.1966 | 14.2428 | 14.2882 | 14.3331 | 14.378 | 14.4223 | 14.4648 | 14.5061 | 14.5465 | 14.5847 | 14.6225 | 14.6609 | 14.7004 | 14.7421 | 14.7854 | 14.8292 | 14.8722
37BL | Measured Non Household - Population | Input | 000's | 2 |  |  | 0.40148 | 0.40912 | 0.41665 | 0.42392 | 0.43018 | 0.43621 | 0.44614 | 0.45754 | 0.46857 | 0.47895 | 0.49139 | 0.50954 | 0.52435 | 0.53558 | 0.54525 | 0.55368 | 0.56145 | 0.56922 | 0.57724 | 0.58537 | 0.59455 | 0.6043 | 0.61458 | 0.62574 | 0.63722 | 0.64871 | 0.66049 | 0.67145 | 0.68218 | 0.6926 | 0.70201 | 0.70985 | 0.71614 | 0.72145 | 0.72614 | 0.73112 | 0.7339 | 0.73465 | 0.73481 | 0.73524 | 0.73498 | 0.73434 | 0.73548 | 0.74011 | 0.74674 | 0.75324 | 0.76037 | 0.76736 | 0.7748 | 0.78335 | 0.79212 | 0.80115 | 0.80991 | 0.81809 | 0.82625 | 0.83473 | 0.84232 | 0.84827 | 0.85359 | 0.85777 | 0.86163 | 0.86536 | 0.86871 | 0.87186
38BL | Unmeasured Non Household - Population | Input | 000's | 2 |  |  | 0.076416 | 0.07787 | 0.079304 | 0.080687 | 0.081877 | 0.083026 | 0.084916 | 0.087086 | 0.089185 | 0.091161 | 0.093528 | 0.096984 | 0.099802 | 0.10194 | 0.10378 | 0.10538 | 0.10686 | 0.10834 | 0.10987 | 0.11142 | 0.11316 | 0.11502 | 0.11698 | 0.1191 | 0.12128 | 0.12347 | 0.12571 | 0.1278 | 0.12984 | 0.13183 | 0.13362 | 0.13511 | 0.13631 | 0.13732 | 0.13821 | 0.13916 | 0.13969 | 0.13983 | 0.13986 | 0.13994 | 0.13989 | 0.13977 | 0.13999 | 0.14087 | 0.14213 | 0.14337 | 0.14472 | 0.14606 | 0.14747 | 0.1491 | 0.15077 | 0.15249 | 0.15415 | 0.15571 | 0.15726 | 0.15888 | 0.16032 | 0.16145 | 0.16247 | 0.16326 | 0.164 | 0.16471 | 0.16534 | 0.16595
39BL | Measured Household - Population | Input | 000's | 2 |  |  | 7.0227 | 7.3224 | 7.7499 | 8.227 | 8.6376 | 9.0291 | 9.547 | 10.034 | 10.4931 | 10.942 | 11.2908 | 11.5874 | 11.933 | 12.2888 | 12.6618 | 13.0537 | 13.3921 | 13.7241 | 14.0487 | 14.3592 | 14.6537 | 14.9347 | 15.2 | 15.456 | 15.7006 | 15.9318 | 16.1582 | 16.3824 | 16.6015 | 16.7971 | 16.9779 | 17.1572 | 17.3367 | 17.5155 | 17.6608 | 17.7726 | 17.8851 | 17.9973 | 18.1074 | 18.2172 | 18.3302 | 18.4456 | 18.561 | 18.6732 | 18.7845 | 18.8988 | 19.0139 | 19.1292 | 19.2441 | 19.3577 | 19.4713 | 19.5845 | 19.6976 | 19.8098 | 19.9216 | 20.032 | 20.1416 | 20.2511 | 20.3594 | 20.4601 | 20.5521 | 20.6429 | 20.732 | 20.8191
40BL | Unmeasured Household - Population | Input | 000's | 2 |  |  | 16.882 | 16.6813 | 16.433 | 16.1605 | 15.8813 | 15.5964 | 15.31 | 15.0225 | 14.7338 | 14.4749 | 14.2449 | 14.0143 | 13.7838 | 13.5534 | 13.3184 | 13.0834 | 12.8529 | 12.6227 | 12.3927 | 12.1669 | 11.9491 | 11.7393 | 11.5377 | 11.3443 | 11.1555 | 10.9674 | 10.7799 | 10.5931 | 10.4071 | 10.2412 | 10.0956 | 9.9509 | 9.8073 | 9.6645 | 9.5541 | 9.4762 | 9.3994 | 9.3239 | 9.2494 | 9.1761 | 9.1039 | 9.0328 | 8.9626 | 8.8934 | 8.8251 | 8.7576 | 8.691 | 8.6251 | 8.56 | 8.4957 | 8.4322 | 8.3695 | 8.3076 | 8.2464 | 8.186 | 8.1264 | 8.0676 | 8.0095 | 7.9522 | 7.9039 | 7.8646 | 7.826 | 7.7881 | 7.7509
41BL | Total Resource Zone Population | sum (37BL:40BL) | 000's | 2 | 0 | 0 | 24.3825 | 24.4906 | 24.6788 | 24.8922 | 25.031 | 25.1447 | 25.3881 | 25.6011 | 25.7847 | 25.987 | 26.1206 | 26.2082 | 26.3409 | 26.4797 | 26.6292 | 26.7962 | 26.9133 | 27.0244 | 27.1286 | 27.2229 | 27.3105 | 27.3933 | 27.4693 | 27.5452 | 27.6146 | 27.6714 | 27.7243 | 27.7748 | 27.8206 | 27.8627 | 27.9091 | 27.9531 | 27.9964 | 28.0388 | 28.0793 | 28.119 | 28.1581 | 28.1956 | 28.2315 | 28.2685 | 28.309 | 28.3524 | 28.3991 | 28.4476 | 28.4985 | 28.5531 | 28.61 | 28.6677 | 28.7263 | 28.7859 | 28.8464 | 28.9076 | 28.9693 | 29.0301 | 29.0912 | 29.1521 | 29.2118 | 29.2703 | 29.3277 | 29.3851 | 29.4423 | 29.499 | 29.5542 | 29.6078
42BL | Average household occupancy rate (excl. voids) | (39BL + 40BL) / (34BL + 35BL) | h/prop | 1 | #DIV/0! | #DIV/0! | 2.5608 | 2.5484 | 2.5354 | 2.5143 | 2.4935 | 2.4764 | 2.452 | 2.4277 | 2.4031 | 2.3823 | 2.3676 | 2.361 | 2.3547 | 2.3496 | 2.3428 | 2.3313 | 2.325 | 2.3195 | 2.3144 | 2.3092 | 2.3043 | 2.3 | 2.296 | 2.2928 | 2.2897 | 2.2863 | 2.2833 | 2.2813 | 2.2795 | 2.2778 | 2.2763 | 2.2752 | 2.2739 | 2.2721 | 2.2699 | 2.2675 | 2.2653 | 2.2634 | 2.2617 | 2.2596 | 2.2575 | 2.2552 | 2.2525 | 2.2491 | 2.2452 | 2.2412 | 2.2373 | 2.2337 | 2.2303 | 2.227 | 2.2238 | 2.2207 | 2.2178 | 2.2152 | 2.2128 | 2.2105 | 2.2087 | 2.2069 | 2.2051 | 2.2031 | 2.2008 | 2.1983 | 2.1956 | 2.1929
43BL | Total Household Metering penetration (excl. voids) | 34BL / (34BL + 35BL) | % | 1 | #DIV/0! | #DIV/0! | 38.75% | 40.08% | 41.86% | 43.96% | 45.86% | 47.61% | 49.74% | 51.74% | 53.64% | 55.3% | 56.55% | 57.54% | 58.59% | 59.63% | 60.72% | 61.9% | 62.89% | 63.84% | 64.76% | 65.65% | 66.48% | 67.25% | 67.96% | 68.63% | 69.26% | 69.88% | 70.48% | 71.07% | 71.65% | 72.14% | 72.55% | 72.95% | 73.35% | 73.75% | 74.03% | 74.17% | 74.31% | 74.44% | 74.58% | 74.72% | 74.86% | 75% | 75.16% | 75.31% | 75.47% | 75.64% | 75.8% | 75.96% | 76.12% | 76.28% | 76.43% | 76.58% | 76.73% | 76.88% | 77.02% | 77.16% | 77.3% | 77.44% | 77.57% | 77.68% | 77.76% | 77.84% | 77.92% | 77.99%
44BL | Total Household Metering penetration (incl. voids) | (34BL) / (34BL + 34.7BL + 35BL + 35.1BL) | % | 1 | #DIV/0! | #DIV/0! | 37.51% | 38.79% | 40.5% | 42.52% | 44.35% | 46.04% | 48.09% | 50.01% | 51.84% | 53.44% | 54.63% | 55.59% | 56.6% | 57.6% | 58.65% | 59.78% | 60.73% | 61.64% | 62.53% | 63.38% | 64.17% | 64.91% | 65.6% | 66.23% | 66.84% | 67.44% | 68.02% | 68.58% | 69.14% | 69.6% | 69.99% | 70.38% | 70.76% | 71.15% | 71.41% | 71.55% | 71.68% | 71.81% | 71.94% | 72.07% | 72.21% | 72.35% | 72.49% | 72.64% | 72.8% | 72.96% | 73.11% | 73.27% | 73.42% | 73.57% | 73.71% | 73.86% | 74.01% | 74.15% | 74.28% | 74.42% | 74.55% | 74.68% | 74.81% | 74.91% | 74.98% | 75.06% | 75.14% | 75.21%
45BL | Distribution input | sum (12BL:15BL) +21BL + 22BL + 27BL + 28BL | Ml/d | 2 | 0 | 0 | 7.99 | 7.9913 | 7.9919 | 7.989 | 8.1514 | 8.1947 | 8.2151 | 8.2321 | 8.2452 | 8.262 | 8.2697 | 8.2675 | 8.2723 | 8.2793 | 8.2902 | 8.3057 | 8.3111 | 8.3162 | 8.3194 | 8.3208 | 8.3237 | 8.3266 | 8.3284 | 8.3301 | 8.3319 | 8.3341 | 8.3352 | 8.3359 | 8.3355 | 8.2857 | 8.2866 | 8.2872 | 8.2876 | 8.2896 | 8.2925 | 8.2975 | 8.3025 | 8.3082 | 8.3135 | 8.3191 | 8.3249 | 8.3315 | 8.3385 | 8.3454 | 8.3526 | 8.3604 | 8.3684 | 8.3763 | 8.3838 | 8.391 | 8.398 | 8.4048 | 8.4113 | 8.4182 | 8.425 | 8.4318 | 8.4385 | 8.4453 | 8.4522 | 8.4597 | 8.4675 | 8.4759 | 8.484 | 8.492
46BL | Target headroom (climate change component) | Input | Ml/d | 2 |  | 0 | 0 | 0 | 0 | 0 | 0 | 0 | 0 | 0 | 0 | 0 | 0 | 0 | 0 | 0 | 0 | 0 | 0 | 0 | 0 | 0 | 0 | 0 | 0 | 0 | 0 | 0 | 0 | 0 | 0 | 0 | 0 | 0 | 0 | 0 | 0 | 0 | 0 | 0 | 0 | 0 | 0 | 0 | 0 | 0 | 0 | 0 | 0 | 0 | 0 | 0 | 0 | 0 | 0 | 0 | 0 | 0 | 0 | 0 | 0 | 0 | 0 | 0 | 0 | 0
47BL | Target headroom (All other components) | Input | Ml/d | 2 |  | 0.50132 | 0.52894 | 0.53244 | 0.53647 | 0.54151 | 0.53291 | 0.52604 | 0.51979 | 0.51391 | 0.50911 | 0.50565 | 0.50076 | 0.49646 | 0.492 | 0.48912 | 0.48542 | 0.48162 | 0.47769 | 0.47659 | 0.47189 | 0.46867 | 0.46698 | 0.46418 | 0.46313 | 0.45912 | 0.45686 | 0.45128 | 0.45254 | 0.45103 | 0.44797 | 0.44797 | 0.44797 | 0.44797 | 0.44797 | 0.44797 | 0.44797 | 0.44797 | 0.44797 | 0.44797 | 0.44797 | 0.44797 | 0.44797 | 0.44797 | 0.44797 | 0.44797 | 0.44797 | 0.44797 | 0.44797 | 0.44797 | 0.44797 | 0.44797 | 0.44797 | 0.44797 | 0.44797 | 0.44797 | 0.44797 | 0.44797 | 0.44797 | 0.44797 | 0.44797 | 0.44797 | 0.44797 | 0.44797 | 0.44797 | 0.44797
48BL | Target Headroom | 46BL + 47BL | Ml/d | 2 | 0 | 0.50132 | 0.52894 | 0.53244 | 0.53647 | 0.54151 | 0.53291 | 0.52604 | 0.51979 | 0.51391 | 0.50911 | 0.50565 | 0.50076 | 0.49646 | 0.492 | 0.48912 | 0.48542 | 0.48162 | 0.47769 | 0.47659 | 0.47189 | 0.46867 | 0.46698 | 0.46418 | 0.46313 | 0.45912 | 0.45686 | 0.45128 | 0.45254 | 0.45103 | 0.44797 | 0.44797 | 0.44797 | 0.44797 | 0.44797 | 0.44797 | 0.44797 | 0.44797 | 0.44797 | 0.44797 | 0.44797 | 0.44797 | 0.44797 | 0.44797 | 0.44797 | 0.44797 | 0.44797 | 0.44797 | 0.44797 | 0.44797 | 0.44797 | 0.44797 | 0.44797 | 0.44797 | 0.44797 | 0.44797 | 0.44797 | 0.44797 | 0.44797 | 0.44797 | 0.44797 | 0.44797 | 0.44797 | 0.44797 | 0.44797 | 0.44797
49BL | Available Headroom | 11BL - 45BL | Ml/d | 2 | 0 | 0 | 1.8166 | 1.8153 | 1.8146 | 1.8178 | 1.6443 | 1.598 | 1.0563 | 1.0381 | 1.0241 | 1.0062 | 0.99801 | 1.0003 | 0.99519 | 0.98767 | 0.97607 | 0.95949 | 0.95374 | 0.94835 | 0.94489 | 0.94334 | 0.94027 | 0.93719 | 0.93528 | 0.93347 | 0.9315 | 0.92915 | 0.92796 | 0.92728 | 0.92764 | 0.98089 | 0.97988 | 0.97927 | 0.97881 | 0.97669 | 0.97357 | 0.96823 | 0.96296 | 0.95687 | 0.9512 | 0.94518 | 0.93899 | 0.93198 | 0.92453 | 0.91708 | 0.90942 | 0.90108 | 0.8925 | 0.88412 | 0.8761 | 0.86844 | 0.8609 | 0.85367 | 0.84676 | 0.83942 | 0.83207 | 0.8248 | 0.81764 | 0.81037 | 0.80303 | 0.79504 | 0.78667 | 0.77771 | 0.76903 | 0.76053
49.1BL | Available non-potable balance (if applicable) | 1.1BL -12.1BL | Ml/d | 2 | 0 | 0 | 0 | 0 | 0 | 0 | 0 | 0 | 0 | 0 | 0 | 0 | 0 | 0 | 0 | 0 | 0 | 0 | 0 | 0 | 0 | 0 | 0 | 0 | 0 | 0 | 0 | 0 | 0 | 0 | 0 | 0 | 0 | 0 | 0 | 0 | 0 | 0 | 0 | 0 | 0 | 0 | 0 | 0 | 0 | 0 | 0 | 0 | 0 | 0 | 0 | 0 | 0 | 0 | 0 | 0 | 0 | 0 | 0 | 0 | 0 | 0 | 0 | 0 | 0 | 0
50BL | Supply Demand Balance |  | Ml/d | 2 | 0 | -0.50132 | 1.2877 | 1.2828 | 1.2782 | 1.2763 | 1.1114 | 1.072 | 0.53646 | 0.52417 | 0.515 | 0.50058 | 0.49725 | 0.50386 | 0.5032 | 0.49855 | 0.49065 | 0.47787 | 0.47605 | 0.47176 | 0.473 | 0.47467 | 0.4733 | 0.47301 | 0.47214 | 0.47435 | 0.47464 | 0.47787 | 0.47542 | 0.47625 | 0.47967 | 0.53292 | 0.53192 | 0.53131 | 0.53084 | 0.52872 | 0.5256 | 0.52027 | 0.51499 | 0.50891 | 0.50323 | 0.49721 | 0.49102 | 0.48401 | 0.47656 | 0.46912 | 0.46145 | 0.45312 | 0.44453 | 0.43615 | 0.42813 | 0.42048 | 0.41293 | 0.40571 | 0.39879 | 0.39145 | 0.3841 | 0.37683 | 0.36967 | 0.3624 | 0.35507 | 0.34707 | 0.3387 | 0.32974 | 0.32107 | 0.31257
Table 3e: DYCP - Final plan Options | Back to top of sheet
WRMP24 reference | Option type | Cat ID | Unit | Decimal places | 2019-20 | 2020-21 | 2021-22 | 2022-23 | 2023-24 | 2024-25 | 2025-26 | 2026-27 | 2027-28 | 2028-29 | 2029-30 | 2030-31 | 2031-32 | 2032-33 | 2033-34 | 2034-35 | 2035-36 | 2036-37 | 2037-38 | 2038-39 | 2039-40 | 2040-41 | 2041-42 | 2042-43 | 2043-44 | 2044-45 | 2045-46 | 2046-47 | 2047-48 | 2048-49 | 2049-50 | 2050-51 | 2051-52 | 2052-53 | 2053-54 | 2054-55 | 2055-56 | 2056-57 | 2057-58 | 2058-59 | 2059-60 | 2060-61 | 2061-62 | 2062-63 | 2063-64 | 2064-65 | 2065-66 | 2066-67 | 2067-68 | 2068-69 | 2069-70 | 2070-71 | 2071-72 | 2072-73 | 2073-74 | 2074-75 | 2075-76 | 2076-77 | 2077-78 | 2078-79 | 2079-80 | 2080-81 | 2081-82 | 2082-83 | 2083-84 | 2084-85 | 2085-86 | 2086-87 | 2087-88 | 2088-89 | 2089-90 | 2090-91 | 2091-92 | 2092-93 | 2093-94 | 2094-95 | 2095-96 | 2096-97 | 2097-98 | 2098-99 | 2099-100
1.11FP | Non potable supplies input reductions as -ve and increases as +ve | RSNPS | Ml/d | 2 |  |  | 0 | 0 | 0 | 0 | 0 | 0 | 0 | 0 | 0 | 0 | 0 | 0 | 0 | 0 | 0 | 0 | 0 | 0 | 0 | 0 | 0 | 0 | 0 | 0 | 0 | 0 | 0 | 0 | 0 | 140 | 140 | 140 | 140 | 140 | 140 | 140 | 140 | 140 | 140 | 140 | 140 | 140 | 140 | 140 | 140 | 140 | 140 | 140 | 140 | 140 | 140 | 140 | 140 | 140 | 140 | 140 | 140 | 140 | 140 | 140 | 140 | 140 | 140 | 140
2.1FP | Raw water imports | RSRWI | Ml/d | 2 |  |  | 0 | 0 | 0 | 0 | 0 | 0 | 0 | 0 | 0 | 0 | 0 | 0 | 0 | 0 | 0 | 0 | 0 | 0 | 0 | 0 | 0 | 0 | 0 | 0 | 0 | 0 | 0 | 0 | 0 | 0 | 0 | 0 | 0 | 0 | 0 | 0 | 0 | 0 | 0 | 0 | 0 | 0 | 0 | 0 | 0 | 0 | 0 | 0 | 0 | 0 | 0 | 0 | 0 | 0 | 0 | 0 | 0 | 0 | 0 | 0 | 0 | 0 | 0 | 0
3.1FP | Potable water imports input reductions as -ve | RSPWI | Ml/d | 2 |  |  | 0 | 0 | 0 | 0 | 0 | 0 | 0 | 0 | 0 | 0 | 0 | 0 | 0 | 0 | 0 | 0 | 0 | 0 | 0 | 0 | 0 | 0 | 0 | 0 | 0 | 0 | 0 | 0 | 0 | 0 | 0 | 0 | 0 | 0 | 0 | 0 | 0 | 0 | 0 | 0 | 0 | 0 | 0 | 0 | 0 | 0 | 0 | 0 | 0 | 0 | 0 | 0 | 0 | 0 | 0 | 0 | 0 | 0 | 0 | 0 | 0 | 0 | 0 | 0
4.1FP | Raw water exports input reductions as +ve and increases as -ve | RSRWE | Ml/d | 2 |  |  | 0 | 0 | 0 | 0 | 0 | 0 | 0 | 0 | 0 | 0 | 0 | 0 | 0 | 0 | 0 | 0 | 0 | 0 | 0 | 0 | 0 | 0 | 0 | 0 | 0 | 0 | 0 | 0 | 0 | 0 | 0 | 0 | 0 | 0 | 0 | 0 | 0 | 0 | 0 | 0 | 0 | 0 | 0 | 0 | 0 | 0 | 0 | 0 | 0 | 0 | 0 | 0 | 0 | 0 | 0 | 0 | 0 | 0 | 0 | 0 | 0 | 0 | 0 | 0
5.1FP | Potable water exports input reductions as +ve and increases as -ve | RSPWE | Ml/d | 2 |  |  | 0 | 0 | 0 | 0 | 0 | 0 | 0 | 0 | 0 | 0 | 0 | 0 | 0 | 0 | 0 | 0 | 0 | 0 | 0 | 0 | 0 | 0 | 0 | 0 | 0 | 0 | 0 | 0 | 0 | 0 | 0 | 0 | 0 | 0 | 0 | 0 | 0 | 0 | 0 | 0 | 0 | 0 | 0 | 0 | 0 | 0 | 0 | 0 | 0 | 0 | 0 | 0 | 0 | 0 | 0 | 0 | 0 | 0 | 0 | 0 | 0 | 0 | 0 | 0
6.2FP | DO benefit from increase raw water abstractions | RSRWA | Ml/d | 2 |  |  | 0 | 0 | 0 | 0 | 0 | 0 | 0 | 0 | 0 | 0 | 0 | 0 | 0 | 0 | 0 | 0 | 0 | 0 | 0 | 0 | 0 | 0 | 0 | 0 | 0 | 0 | 0 | 0 | 0 | 0 | 0 | 0 | 0 | 0 | 0 | 0 | 0 | 0 | 0 | 0 | 0 | 0 | 0 | 0 | 0 | 0 | 0 | 0 | 0 | 0 | 0 | 0 | 0 | 0 | 0 | 0 | 0 | 0 | 0 | 0 | 0 | 0 | 0 | 0
6.3FP | Other options to increase deployable output | RSIPO | Ml/d | 2 |  |  | 0 | 0 | 0 | 0 | 0 | 0 | 0 | 0 | 0 | 0 | 0 | 0 | 0 | 0 | 0 | 0 | 0 | 0 | 0 | 0 | 0 | 0 | 0 | 0 | 0 | 0 | 0 | 0 | 0 | 0 | 0 | 0 | 0 | 0 | 0 | 0 | 0 | 0 | 0 | 0 | 0 | 0 | 0 | 0 | 0 | 0 | 0 | 0 | 0 | 0 | 0 | 0 | 0 | 0 | 0 | 0 | 0 | 0 | 0 | 0 | 0 | 0 | 0 | 0
7.01FP | DO benefit from supply side drought measures | RSDPS | Ml/d | 2 |  |  | 0 | 0 | 0 | 0 | 0 | 0 | 0 | 0 | 0 | 0 | 0 | 0 | 0 | 0 | 0 | 0 | 0 | 0 | 0 | 0 | 0 | 0 | 0 | 0 | 0 | 0 | 0 | 0 | 0 | 0 | 0 | 0 | 0 | 0 | 0 | 0 | 0 | 0 | 0 | 0 | 0 | 0 | 0 | 0 | 0 | 0 | 0 | 0 | 0 | 0 | 0 | 0 | 0 | 0 | 0 | 0 | 0 | 0 | 0 | 0 | 0 | 0 | 0 | 0
7.02FP | DO benefit from demand side drought measures | RSDPD | Ml/d | 2 |  |  | 0 | 0 | 0 | 0 | 0 | 0 | 0 | 0 | 0 | 0 | 0 | 0 | 0 | 0 | 0 | 0 | 0 | 0 | 0 | 0 | 0 | 0 | 0 | 0 | 0 | 0 | 0 | 0 | 0 | 0 | 0 | 0 | 0 | 0 | 0 | 0 | 0 | 0 | 0 | 0 | 0 | 0 | 0 | 0 | 0 | 0 | 0 | 0 | 0 | 0 | 0 | 0 | 0 | 0 | 0 | 0 | 0 | 0 | 0 | 0 | 0 | 0 | 0 | 0
8.1FP | Reduce raw water losses and operational use input as -ve | RSLOU | Ml/d | 2 |  |  | 0 | 0 | 0 | 0 | 0 | 0 | 0 | 0 | 0 | 0 | 0 | 0 | 0 | 0 | 0 | 0 | 0 | 0 | 0 | 0 | 0 | 0 | 0 | 0 | 0 | 0 | 0 | 0 | 0 | 0 | 0 | 0 | 0 | 0 | 0 | 0 | 0 | 0 | 0 | 0 | 0 | 0 | 0 | 0 | 0 | 0 | 0 | 0 | 0 | 0 | 0 | 0 | 0 | 0 | 0 | 0 | 0 | 0 | 0 | 0 | 0 | 0 | 0 | 0
8.2FP | Reduce treatment works losses input as -ve | PSTWL | Ml/d | 2 |  |  | 0 | 0 | 0 | 0 | 0 | 0 | 0 | 0 | 0 | 0 | 0 | 0 | 0 | 0 | 0 | 0 | 0 | 0 | 0 | 0 | 0 | 0 | 0 | 0 | 0 | 0 | 0 | 0 | 0 | 0 | 0 | 0 | 0 | 0 | 0 | 0 | 0 | 0 | 0 | 0 | 0 | 0 | 0 | 0 | 0 | 0 | 0 | 0 | 0 | 0 | 0 | 0 | 0 | 0 | 0 | 0 | 0 | 0 | 0 | 0 | 0 | 0 | 0 | 0
9.1FP | Reduce outages input as -ve | PSROU | Ml/d | 2 |  |  | 0 | 0 | 0 | 0 | 0 | 0 | 0 | 0 | 0 | 0 | 0 | 0 | 0 | 0 | 0 | 0 | 0 | 0 | 0 | 0 | 0 | 0 | 0 | 0 | 0 | 0 | 0 | 0 | 0 | 0 | 0 | 0 | 0 | 0 | 0 | 0 | 0 | 0 | 0 | 0 | 0 | 0 | 0 | 0 | 0 | 0 | 0 | 0 | 0 | 0 | 0 | 0 | 0 | 0 | 0 | 0 | 0 | 0 | 0 | 0 | 0 | 0 | 0 | 0
12.2FP | Change volume delivered to measured non households input reductions as -ve, line to include both measured non-household consumption and USPL options | CVMNH | Ml/d | 2 |  |  | 0 | 0 | 0 | 0 | 0.00036399 | 0.00069695 | 0.00013006 | -0.00043808 | -0.0010075 | -0.0017018 | -0.002397 | -0.0030931 | -0.0037899 | -0.0044876 | -0.0052835 | -0.0060802 | -0.0068777 | -0.0071338 | -0.0073908 | -0.0077401 | -0.0080905 | -0.0084421 | -0.0087948 | -0.0091486 | -0.0095036 | -0.0098597 | -0.010217 | -0.010575 | -0.010941 | -0.010959 | -0.010977 | -0.010994 | -0.011012 | -0.01103 | -0.011048 | -0.011066 | -0.011084 | -0.011102 | -0.01112 | -0.011138 | -0.011155 | -0.011173 | -0.011191 | -0.011209 | -0.011227 | -0.011245 | -0.011263 | -0.011281 | -0.011298 | -0.011316 | -0.011334 | -0.011352 | -0.01137 | -0.011388 | -0.011406 | -0.011424 | -0.011442 | -0.011459 | -0.011477 | -0.011495 | -0.011513 | -0.011531 | -0.011549 | -0.011567
13.1FP | Change volume delivered to unmeasured non households input reductions as -ve, line to include both unmeasured non-household consumption and USPL options | CVUNH | Ml/d | 2 |  |  | 0 | 0 | 0 | 0 | -0.04092 | -0.081794 | -0.081804 | -0.081815 | -0.081826 | -0.081834 | -0.081842 | -0.08185 | -0.081859 | -0.081869 | -0.081879 | -0.081888 | -0.081898 | -0.081908 | -0.081917 | -0.081931 | -0.081944 | -0.081957 | -0.08197 | -0.081983 | -0.081996 | -0.08201 | -0.082023 | -0.082036 | -0.082049 | -0.082049 | -0.082049 | -0.082049 | -0.082049 | -0.082049 | -0.082049 | -0.082049 | -0.082049 | -0.082049 | -0.082049 | -0.082049 | -0.082049 | -0.082049 | -0.082049 | -0.082049 | -0.082049 | -0.082049 | -0.082049 | -0.082049 | -0.082049 | -0.082049 | -0.082049 | -0.082049 | -0.082049 | -0.082049 | -0.082049 | -0.082049 | -0.082049 | -0.082049 | -0.082049 | -0.082049 | -0.082049 | -0.082049 | -0.082049 | -0.082049
14.1FP | Change volume delivered to measured households input reductions as -ve, line to include both measured household consumption and USPL options | CVMHH | Ml/d | 2 |  |  | 0 | 0 | 0 | 0 | -0.062751 | 0.017629 | 0.078594 | 0.089682 | 0.082532 | 0.070288 | 0.057269 | 0.043248 | 0.02394 | 0.0035336 | -0.028464 | -0.062476 | -0.088194 | -0.11467 | -0.1419 | -0.16978 | -0.19805 | -0.2268 | -0.24976 | -0.26096 | -0.27201 | -0.28272 | -0.29367 | -0.30495 | -0.31639 | -0.30245 | -0.30627 | -0.31021 | -0.31405 | -0.31752 | -0.31972 | -0.32059 | -0.32152 | -0.3225 | -0.32349 | -0.32428 | -0.32504 | -0.32572 | -0.32616 | -0.32629 | -0.3262 | -0.32604 | -0.32591 | -0.32593 | -0.32604 | -0.32621 | -0.32642 | -0.3267 | -0.32703 | -0.32748 | -0.32801 | -0.32856 | -0.32925 | -0.32996 | -0.33057 | -0.33084 | -0.33066 | -0.33029 | -0.32984 | -0.3294
15.1FP | Change volume delivered to unmeasured households input reductions as -ve, line to include both unmeasured household consumption and USPL options | CVUHH | Ml/d | 2 |  |  | 0 | 0 | 0 | 0 | -0.078747 | -0.19684 | -0.34079 | -0.3994 | -0.43459 | -0.46167 | -0.48731 | -0.51197 | -0.54102 | -0.56891 | -0.58006 | -0.58771 | -0.60617 | -0.62366 | -0.64004 | -0.65575 | -0.6708 | -0.68526 | -0.69349 | -0.6908 | -0.68819 | -0.6856 | -0.68281 | -0.67985 | -0.6767 | -0.6729 | -0.66741 | -0.66195 | -0.65649 | -0.65119 | -0.64729 | -0.64491 | -0.64255 | -0.64029 | -0.63804 | -0.63583 | -0.63363 | -0.63147 | -0.62934 | -0.62724 | -0.62517 | -0.62313 | -0.62111 | -0.61907 | -0.61701 | -0.61494 | -0.61289 | -0.61079 | -0.60871 | -0.60665 | -0.60462 | -0.60262 | -0.60064 | -0.5987 | -0.59677 | -0.59525 | -0.59409 | -0.59301 | -0.59192 | -0.59086
21.1FP | Options to reduce water taken unbilled input as -ve | CSWTU | Ml/d | 2 |  |  | 0 | 0 | 0 | 0 | 0.00015188 | 0.00024044 | 0.00015923 | 0.00013479 | 0.0001255 | 0.00012061 | 0.00011634 | 0.00011207 | 0.00010779 | 0.00010352 | 0.00011098 | 0.00012059 | 0.00012059 | 0.00012059 | 0.00012059 | 0.00012059 | 0.00012059 | 0.00012059 | 0.00012059 | 0.00012059 | 0.00012059 | 0.00012059 | 0.00012059 | 0.00012059 | 0.00012059 | 0.00012059 | 0.00012059 | 0.00012059 | 0.00012059 | 0.00012059 | 0.00012059 | 0.00012059 | 0.00012059 | 0.00012059 | 0.00012059 | 0.00012059 | 0.00012059 | 0.00012059 | 0.00012059 | 0.00012059 | 0.00012059 | 0.00012059 | 0.00012059 | 0.00012059 | 0.00012059 | 0.00012059 | 0.00012059 | 0.00012059 | 0.00012059 | 0.00012059 | 0.00012059 | 0.00012059 | 0.00012059 | 0.00012059 | 0.00012059 | 0.00012059 | 0.00012059 | 0.00012059 | 0.00012059 | 0.00012059
22.1FP | Reduce distribution system operational use (DSOU) input as -ve | DSDOU | Ml/d | 2 |  |  | 0 | 0 | 0 | 0 | 0 | 0 | 0 | 0 | 0 | 0 | 0 | 0 | 0 | 0 | 0 | 0 | 0 | 0 | 0 | 0 | 0 | 0 | 0 | 0 | 0 | 0 | 0 | 0 | 0 | 0 | 0 | 0 | 0 | 0 | 0 | 0 | 0 | 0 | 0 | 0 | 0 | 0 | 0 | 0 | 0 | 0 | 0 | 0 | 0 | 0 | 0 | 0 | 0 | 0 | 0 | 0 | 0 | 0 | 0 | 0 | 0 | 0 | 0 | 0
23.1FP | Options impacting on measured Non Household - USPL input reductions as -ve | CUMNH | Ml/d | 2 |  |  | 0 | 0 | 0 | 0 | 0.00055601 | 0.0010868 | 0.000886 | 0.00068419 | 0.00048136 | 0.00027853 | 7.5025e-05 | -0.00012916 | -0.00033402 | -0.00053956 | -0.00074577 | -0.00095266 | -0.0011602 | -0.0013685 | -0.0015774 | -0.0018614 | -0.0021463 | -0.0024321 | -0.0027188 | -0.0030065 | -0.0032951 | -0.0035846 | -0.003875 | -0.0041664 | -0.0044635 | -0.0044781 | -0.0044926 | -0.0045072 | -0.0045217 | -0.0045362 | -0.0045508 | -0.0045653 | -0.0045799 | -0.0045944 | -0.004609 | -0.0046235 | -0.004638 | -0.0046526 | -0.0046671 | -0.0046817 | -0.0046962 | -0.0047107 | -0.0047253 | -0.0047398 | -0.0047544 | -0.0047689 | -0.0047835 | -0.004798 | -0.0048125 | -0.0048271 | -0.0048416 | -0.0048562 | -0.0048707 | -0.0048852 | -0.0048998 | -0.0049143 | -0.0049289 | -0.0049434 | -0.004958 | -0.0049725
24.1FP | Options impacting on unmeasured Non Household - USPL input reductions as -ve | CUUNH | Ml/d | 2 |  |  | 0 | 0 | 0 | 0 | -0.001452 | -0.0028577 | -0.0028684 | -0.002879 | -0.0028896 | -0.0028983 | -0.0029064 | -0.0029138 | -0.0029234 | -0.0029331 | -0.0029427 | -0.0029524 | -0.002962 | -0.0029717 | -0.0029814 | -0.0029945 | -0.0030077 | -0.0030209 | -0.003034 | -0.0030472 | -0.0030604 | -0.0030736 | -0.0030867 | -0.0030999 | -0.0031131 | -0.0031131 | -0.0031131 | -0.0031131 | -0.0031131 | -0.0031131 | -0.0031131 | -0.0031131 | -0.0031131 | -0.0031131 | -0.0031131 | -0.0031131 | -0.0031131 | -0.0031131 | -0.0031131 | -0.0031131 | -0.0031131 | -0.0031131 | -0.0031131 | -0.0031131 | -0.0031131 | -0.0031131 | -0.0031131 | -0.0031131 | -0.0031131 | -0.0031131 | -0.0031131 | -0.0031131 | -0.0031131 | -0.0031131 | -0.0031131 | -0.0031131 | -0.0031131 | -0.0031131 | -0.0031131 | -0.0031131
25.1FP | Options impacting on measured Household - USPL input reductions as -ve | CUMHH | Ml/d | 2 |  |  | 0 | 0 | 0 | 0 | -0.00087071 | 0.0014426 | 0.0042736 | 0.0040044 | 0.0028341 | 0.0013445 | -0.00019314 | -0.0017298 | -0.0033654 | -0.0050728 | -0.007409 | -0.0099674 | -0.012063 | -0.014207 | -0.0164 | -0.019289 | -0.022226 | -0.025203 | -0.028214 | -0.031253 | -0.034326 | -0.037441 | -0.040588 | -0.043762 | -0.046967 | -0.047407 | -0.047794 | -0.048168 | -0.048548 | -0.048945 | -0.049249 | -0.049458 | -0.049667 | -0.049867 | -0.050062 | -0.050269 | -0.050489 | -0.050721 | -0.050971 | -0.051235 | -0.051512 | -0.051806 | -0.052101 | -0.052389 | -0.052674 | -0.052955 | -0.053233 | -0.053511 | -0.053786 | -0.054051 | -0.054311 | -0.054565 | -0.054807 | -0.055048 | -0.055291 | -0.055516 | -0.055728 | -0.055948 | -0.056171 | -0.056389
26.1FP | Options impacting on unmeasured Household - USPL input reductions as -ve | CUUHH | Ml/d | 2 |  |  | 0 | 0 | 0 | 0 | -0.0024241 | -0.010925 | -0.020568 | -0.024499 | -0.026855 | -0.028727 | -0.030493 | -0.032179 | -0.033784 | -0.03531 | -0.035772 | -0.036017 | -0.037003 | -0.037923 | -0.038777 | -0.040045 | -0.041254 | -0.04241 | -0.043521 | -0.044592 | -0.045612 | -0.046564 | -0.047448 | -0.048263 | -0.049011 | -0.048412 | -0.047929 | -0.047445 | -0.046962 | -0.04648 | -0.046182 | -0.046068 | -0.045955 | -0.045841 | -0.045728 | -0.045614 | -0.045501 | -0.045387 | -0.045274 | -0.04516 | -0.045047 | -0.044933 | -0.04482 | -0.044706 | -0.044593 | -0.04448 | -0.044368 | -0.044255 | -0.044143 | -0.04403 | -0.043918 | -0.043805 | -0.043693 | -0.04358 | -0.043467 | -0.043401 | -0.043381 | -0.04336 | -0.04334 | -0.04332
27.1FP | Options impacting on Void properties - USPL input reductions as -ve | CUVPP | Ml/d | 2 |  |  | 0 | 0 | 0 | 0 | -0.00015188 | -0.00024044 | -0.00015923 | -0.00013479 | -0.0001255 | -0.00012061 | -0.00011634 | -0.00011207 | -0.00010779 | -0.00010352 | -0.00011098 | -0.00012059 | -0.00012059 | -0.00012059 | -0.00012059 | -0.00012059 | -0.00012059 | -0.00012059 | -0.00012059 | -0.00012059 | -0.00012059 | -0.00012059 | -0.00012059 | -0.00012059 | -0.00012059 | -0.00012059 | -0.00012059 | -0.00012059 | -0.00012059 | -0.00012059 | -0.00012059 | -0.00012059 | -0.00012059 | -0.00012059 | -0.00012059 | -0.00012059 | -0.00012059 | -0.00012059 | -0.00012059 | -0.00012059 | -0.00012059 | -0.00012059 | -0.00012059 | -0.00012059 | -0.00012059 | -0.00012059 | -0.00012059 | -0.00012059 | -0.00012059 | -0.00012059 | -0.00012059 | -0.00012059 | -0.00012059 | -0.00012059 | -0.00012059 | -0.00012059 | -0.00012059 | -0.00012059 | -0.00012059 | -0.00012059
28.1FP | Reduce distribution losses input as -ve | DSRDL | Ml/d | 2 |  |  | 0 | 0 | 0 | 0 | -0.020491 | -0.038174 | -0.056065 | -0.076511 | -0.097614 | -0.11888 | -0.1402 | -0.16161 | -0.18299 | -0.20438 | -0.22619 | -0.24799 | -0.26953 | -0.29108 | -0.31265 | -0.34206 | -0.37148 | -0.40091 | -0.43036 | -0.45981 | -0.48928 | -0.51877 | -0.5483 | -0.57787 | -0.60748 | -0.60762 | -0.6077 | -0.6078 | -0.60789 | -0.60796 | -0.60794 | -0.60783 | -0.60772 | -0.60761 | -0.60752 | -0.60741 | -0.60729 | -0.60716 | -0.60701 | -0.60684 | -0.60666 | -0.60647 | -0.60627 | -0.60608 | -0.6059 | -0.60571 | -0.60553 | -0.60535 | -0.60518 | -0.60501 | -0.60485 | -0.60469 | -0.60455 | -0.6044 | -0.60426 | -0.60409 | -0.60388 | -0.60367 | -0.60345 | -0.60324
Table 3f: DYCP - Final plan | Back to top of sheet
WRMP24 reference | Component | Derivation | Unit | Decimal places | 2019-20 | 2020-21 | 2021-22 | 2022-23 | 2023-24 | 2024-25 | 2025-26 | 2026-27 | 2027-28 | 2028-29 | 2029-30 | 2030-31 | 2031-32 | 2032-33 | 2033-34 | 2034-35 | 2035-36 | 2036-37 | 2037-38 | 2038-39 | 2039-40 | 2040-41 | 2041-42 | 2042-43 | 2043-44 | 2044-45 | 2045-46 | 2046-47 | 2047-48 | 2048-49 | 2049-50 | 2050-51 | 2051-52 | 2052-53 | 2053-54 | 2054-55 | 2055-56 | 2056-57 | 2057-58 | 2058-59 | 2059-60 | 2060-61 | 2061-62 | 2062-63 | 2063-64 | 2064-65 | 2065-66 | 2066-67 | 2067-68 | 2068-69 | 2069-70 | 2070-71 | 2071-72 | 2072-73 | 2073-74 | 2074-75 | 2075-76 | 2076-77 | 2077-78 | 2078-79 | 2079-80 | 2080-81 | 2081-82 | 2082-83 | 2083-84 | 2084-85 | 2085-86 | 2086-87 | 2087-88 | 2088-89 | 2089-90 | 2090-91 | 2091-92 | 2092-93 | 2093-94 | 2094-95 | 2095-96 | 2096-97 | 2097-98 | 2098-99 | 2099-100
1FP | Raw water abstracted | Input | Ml/d | 2 |  |  | 8.5334 | 8.5347 | 8.5354 | 8.5322 | 8.5031 | 8.4535 | 8.3738 | 8.3234 | 8.2734 | 8.23 | 8.1775 | 8.1144 | 8.0491 | 7.9862 | 7.932 | 7.8844 | 7.8236 | 7.7632 | 7.7012 | 7.6294 | 7.5594 | 7.4894 | 7.4304 | 7.3938 | 7.3575 | 7.3219 | 7.285 | 7.2474 | 7.2088 | 7.1731 | 7.1757 | 7.1777 | 7.1797 | 7.1836 | 7.1884 | 7.1953 | 7.2021 | 7.2096 | 7.2166 | 7.2241 | 7.2318 | 7.2405 | 7.2497 | 7.2593 | 7.2693 | 7.28 | 7.2909 | 7.3015 | 7.3116 | 7.3213 | 7.3309 | 7.3401 | 7.3489 | 7.358 | 7.367 | 7.3759 | 7.3844 | 7.3931 | 7.4018 | 7.4112 | 7.4211 | 7.4317 | 7.4422 | 7.4524
1.1FP | Non-potable water supplies | 1.1BL + 1.11FP | Ml/d | 2 | 0 | 0 | 0 | 0 | 0 | 0 | 0 | 0 | 0 | 0 | 0 | 0 | 0 | 0 | 0 | 0 | 0 | 0 | 0 | 0 | 0 | 0 | 0 | 0 | 0 | 0 | 0 | 0 | 0 | 0 | 0 | 140 | 140 | 140 | 140 | 140 | 140 | 140 | 140 | 140 | 140 | 140 | 140 | 140 | 140 | 140 | 140 | 140 | 140 | 140 | 140 | 140 | 140 | 140 | 140 | 140 | 140 | 140 | 140 | 140 | 140 | 140 | 140 | 140 | 140 | 140
2FP | Raw water imported | 2BL + 2.1FP | Ml/d | 2 | 0 | 0 | 0 | 0 | 0 | 0 | 0 | 0 | 0 | 0 | 0 | 0 | 0 | 0 | 0 | 0 | 0 | 0 | 0 | 0 | 0 | 0 | 0 | 0 | 0 | 0 | 0 | 0 | 0 | 0 | 0 | 0 | 0 | 0 | 0 | 0 | 0 | 0 | 0 | 0 | 0 | 0 | 0 | 0 | 0 | 0 | 0 | 0 | 0 | 0 | 0 | 0 | 0 | 0 | 0 | 0 | 0 | 0 | 0 | 0 | 0 | 0 | 0 | 0 | 0 | 0
3FP | Potable water imported | 3BL + 3.1FP | Ml/d | 2 | 0 | 0 | 0 | 0 | 0 | 0 | 0 | 0 | 0 | 0 | 0 | 0 | 0 | 0 | 0 | 0 | 0 | 0 | 0 | 0 | 0 | 0 | 0 | 0 | 0 | 0 | 0 | 0 | 0 | 0 | 0 | 0 | 0 | 0 | 0 | 0 | 0 | 0 | 0 | 0 | 0 | 0 | 0 | 0 | 0 | 0 | 0 | 0 | 0 | 0 | 0 | 0 | 0 | 0 | 0 | 0 | 0 | 0 | 0 | 0 | 0 | 0 | 0 | 0 | 0 | 0
4FP | Raw water exported enter as -ve | 4BL + 4.1FP | Ml/d | 2 | 0 | 0 | 0 | 0 | 0 | 0 | 0 | 0 | 0 | 0 | 0 | 0 | 0 | 0 | 0 | 0 | 0 | 0 | 0 | 0 | 0 | 0 | 0 | 0 | 0 | 0 | 0 | 0 | 0 | 0 | 0 | 0 | 0 | 0 | 0 | 0 | 0 | 0 | 0 | 0 | 0 | 0 | 0 | 0 | 0 | 0 | 0 | 0 | 0 | 0 | 0 | 0 | 0 | 0 | 0 | 0 | 0 | 0 | 0 | 0 | 0 | 0 | 0 | 0 | 0 | 0
5FP | Potable water exported enter as -ve | 5BL + 5.1FP | Ml/d | 2 | 0 | 0 | 0 | 0 | 0 | 0 | 0 | 0 | 0 | 0 | 0 | 0 | 0 | 0 | 0 | 0 | 0 | 0 | 0 | 0 | 0 | 0 | 0 | 0 | 0 | 0 | 0 | 0 | 0 | 0 | 0 | 0 | 0 | 0 | 0 | 0 | 0 | 0 | 0 | 0 | 0 | 0 | 0 | 0 | 0 | 0 | 0 | 0 | 0 | 0 | 0 | 0 | 0 | 0 | 0 | 0 | 0 | 0 | 0 | 0 | 0 | 0 | 0 | 0 | 0 | 0
6.1FP | Deployable Output post forecast changes | 6.1BL + 6.2FP + 6.3FP +7.01FP +7.02FP | Ml/d | 2 | 0 | 0 | 11.4 | 11.4 | 11.4 | 11.4 | 11.4 | 11.4 | 10.88 | 10.88 | 10.88 | 10.88 | 10.88 | 10.88 | 10.88 | 10.88 | 10.88 | 10.88 | 10.88 | 10.88 | 10.88 | 10.88 | 10.88 | 10.88 | 10.88 | 10.88 | 10.88 | 10.88 | 10.88 | 10.88 | 10.88 | 10.88 | 10.88 | 10.88 | 10.88 | 10.88 | 10.88 | 10.88 | 10.88 | 10.88 | 10.88 | 10.88 | 10.88 | 10.88 | 10.88 | 10.88 | 10.88 | 10.88 | 10.88 | 10.88 | 10.88 | 10.88 | 10.88 | 10.88 | 10.88 | 10.88 | 10.88 | 10.88 | 10.88 | 10.88 | 10.88 | 10.88 | 10.88 | 10.88 | 10.88 | 10.88
8FP | Raw water losses, treatment works losses and operational use | 8BL + 8.1FP + 8.2FP | Ml/d | 2 | 0 | 0 | 0.54332 | 0.54341 | 0.54345 | 0.54325 | 0.55429 | 0.55724 | 0.55863 | 0.55978 | 0.56067 | 0.56181 | 0.56234 | 0.56219 | 0.56252 | 0.56299 | 0.56373 | 0.56479 | 0.56516 | 0.5655 | 0.56572 | 0.56582 | 0.56601 | 0.56621 | 0.56633 | 0.56645 | 0.56657 | 0.56672 | 0.5668 | 0.56684 | 0.56682 | 0.56343 | 0.56349 | 0.56353 | 0.56356 | 0.56369 | 0.56389 | 0.56423 | 0.56457 | 0.56496 | 0.56532 | 0.5657 | 0.56609 | 0.56654 | 0.56702 | 0.56749 | 0.56798 | 0.56851 | 0.56905 | 0.56959 | 0.5701 | 0.57059 | 0.57107 | 0.57153 | 0.57197 | 0.57243 | 0.5729 | 0.57336 | 0.57382 | 0.57428 | 0.57475 | 0.57526 | 0.57579 | 0.57636 | 0.57692 | 0.57746
9FP | Total Outage Allowance | 9BL + 9.1FP | Ml/d | 2 | 0 | 0 | 1.05 | 1.05 | 1.05 | 1.05 | 1.05 | 1.05 | 1.05 | 1.05 | 1.05 | 1.05 | 1.05 | 1.05 | 1.05 | 1.05 | 1.05 | 1.05 | 1.05 | 1.05 | 1.05 | 1.05 | 1.05 | 1.05 | 1.05 | 1.05 | 1.05 | 1.05 | 1.05 | 1.05 | 1.05 | 1.05 | 1.05 | 1.05 | 1.05 | 1.05 | 1.05 | 1.05 | 1.05 | 1.05 | 1.05 | 1.05 | 1.05 | 1.05 | 1.05 | 1.05 | 1.05 | 1.05 | 1.05 | 1.05 | 1.05 | 1.05 | 1.05 | 1.05 | 1.05 | 1.05 | 1.05 | 1.05 | 1.05 | 1.05 | 1.05 | 1.05 | 1.05 | 1.05 | 1.05 | 1.05
10FP | Water Available For Use (own sources) | (6.1FP) - (8FP + 9FP) | Ml/d | 2 | 0 | 0 | 9.8067 | 9.8066 | 9.8065 | 9.8067 | 9.7957 | 9.7928 | 9.2714 | 9.2702 | 9.2693 | 9.2682 | 9.2677 | 9.2678 | 9.2675 | 9.267 | 9.2663 | 9.2652 | 9.2648 | 9.2645 | 9.2643 | 9.2642 | 9.264 | 9.2638 | 9.2637 | 9.2636 | 9.2634 | 9.2633 | 9.2632 | 9.2632 | 9.2632 | 9.2666 | 9.2665 | 9.2665 | 9.2664 | 9.2663 | 9.2661 | 9.2658 | 9.2654 | 9.265 | 9.2647 | 9.2643 | 9.2639 | 9.2635 | 9.263 | 9.2625 | 9.262 | 9.2615 | 9.2609 | 9.2604 | 9.2599 | 9.2594 | 9.2589 | 9.2585 | 9.258 | 9.2576 | 9.2571 | 9.2566 | 9.2562 | 9.2557 | 9.2552 | 9.2547 | 9.2542 | 9.2536 | 9.2531 | 9.2525
11FP | Total Water Available For Use | 10FP + sum (2FP:5FP) | Ml/d | 2 | 0 | 0 | 9.8067 | 9.8066 | 9.8065 | 9.8067 | 9.7957 | 9.7928 | 9.2714 | 9.2702 | 9.2693 | 9.2682 | 9.2677 | 9.2678 | 9.2675 | 9.267 | 9.2663 | 9.2652 | 9.2648 | 9.2645 | 9.2643 | 9.2642 | 9.264 | 9.2638 | 9.2637 | 9.2636 | 9.2634 | 9.2633 | 9.2632 | 9.2632 | 9.2632 | 9.2666 | 9.2665 | 9.2665 | 9.2664 | 9.2663 | 9.2661 | 9.2658 | 9.2654 | 9.265 | 9.2647 | 9.2643 | 9.2639 | 9.2635 | 9.263 | 9.2625 | 9.262 | 9.2615 | 9.2609 | 9.2604 | 9.2599 | 9.2594 | 9.2589 | 9.2585 | 9.258 | 9.2576 | 9.2571 | 9.2566 | 9.2562 | 9.2557 | 9.2552 | 9.2547 | 9.2542 | 9.2536 | 9.2531 | 9.2525
12FP | Water delivered measured non-household | 12BL + 12.2FP | Ml/d | 2 | 0 | 0 | 2.0272 | 1.9191 | 2.0189 | 2.1096 | 2.3052 | 2.3489 | 2.3494 | 2.351 | 2.3525 | 2.3539 | 2.355 | 2.3553 | 2.3554 | 2.3555 | 2.3554 | 2.3554 | 2.3554 | 2.3559 | 2.3565 | 2.3569 | 2.3572 | 2.3575 | 2.3578 | 2.358 | 2.3583 | 2.3585 | 2.3587 | 2.3589 | 2.3591 | 2.3596 | 2.36 | 2.3603 | 2.3605 | 2.3607 | 2.3609 | 2.361 | 2.3611 | 2.3613 | 2.3614 | 2.3615 | 2.3616 | 2.3618 | 2.3619 | 2.362 | 2.3621 | 2.3622 | 2.3623 | 2.3625 | 2.3626 | 2.3626 | 2.3627 | 2.3628 | 2.3629 | 2.3629 | 2.363 | 2.363 | 2.363 | 2.363 | 2.363 | 2.363 | 2.363 | 2.363 | 2.363 | 2.363
12.1FP | Non-potable water consumption | Input | Ml/d | 2 |  |  | 0 | 0 | 0 | 0 | 0 | 0 | 0 | 0 | 0 | 0 | 0 | 0 | 0 | 0 | 0 | 0 | 0 | 0 | 0 | 0 | 0 | 0 | 0 | 0 | 0 | 0 | 0 | 0 | 0 | 0 | 0 | 0 | 0 | 0 | 0 | 0 | 0 | 0 | 0 | 0 | 0 | 0 | 0 | 0 | 0 | 0 | 0 | 0 | 0 | 0 | 0 | 0 | 0 | 0 | 0 | 0 | 0 | 0 | 0 | 0 | 0 | 0 | 0 | 0
13FP | Water delivered unmeasured non-household | 13BL + 13.1FP | Ml/d | 2 | 0 | 0 | 0.085895 | 0.088195 | 0.087781 | 0.087368 | 0.059655 | 0.018781 | 0.01877 | 0.01876 | 0.018749 | 0.018168 | 0.017589 | 0.017009 | 0.017 | 0.01699 | 0.01698 | 0.016971 | 0.016961 | 0.016951 | 0.016942 | 0.016929 | 0.016915 | 0.016902 | 0.016889 | 0.016876 | 0.016863 | 0.016849 | 0.016836 | 0.016823 | 0.01681 | 0.01681 | 0.01681 | 0.01681 | 0.01681 | 0.01681 | 0.01681 | 0.01681 | 0.01681 | 0.01681 | 0.01681 | 0.01681 | 0.01681 | 0.01681 | 0.01681 | 0.01681 | 0.01681 | 0.01681 | 0.01681 | 0.01681 | 0.01681 | 0.01681 | 0.01681 | 0.01681 | 0.01681 | 0.01681 | 0.01681 | 0.01681 | 0.01681 | 0.01681 | 0.01681 | 0.01681 | 0.01681 | 0.01681 | 0.01681 | 0.01681
14FP | Water delivered measured household | 14BL + 14.1FP | Ml/d | 2 | 0 | 0 | 1.2246 | 1.2506 | 1.2945 | 1.3476 | 1.3277 | 1.4636 | 1.6008 | 1.6835 | 1.7443 | 1.7974 | 1.8342 | 1.86 | 1.8874 | 1.9155 | 1.9353 | 1.9581 | 1.9794 | 1.9991 | 2.0167 | 2.0303 | 2.0429 | 2.0533 | 2.067 | 2.0909 | 2.1136 | 2.1356 | 2.1564 | 2.1764 | 2.1953 | 2.1862 | 2.2068 | 2.227 | 2.2472 | 2.2686 | 2.2865 | 2.3012 | 2.3158 | 2.3306 | 2.3449 | 2.3597 | 2.3746 | 2.3903 | 2.4066 | 2.423 | 2.4397 | 2.4571 | 2.4746 | 2.4918 | 2.5087 | 2.5252 | 2.5415 | 2.5577 | 2.5734 | 2.5893 | 2.605 | 2.6205 | 2.6356 | 2.6507 | 2.6658 | 2.6802 | 2.6938 | 2.7078 | 2.7217 | 2.7353
15FP | Water delivered unmeasured household | 15BL + 15.1FP | Ml/d | 2 | 0 | 0 | 3.2781 | 3.1583 | 3.0632 | 2.9649 | 2.7974 | 2.6239 | 2.4244 | 2.31 | 2.219 | 2.1429 | 2.0745 | 2.0073 | 1.9356 | 1.8655 | 1.8129 | 1.7639 | 1.7031 | 1.6437 | 1.5849 | 1.5283 | 1.4745 | 1.423 | 1.3791 | 1.3477 | 1.3177 | 1.2889 | 1.2602 | 1.2318 | 1.2033 | 1.1796 | 1.161 | 1.1424 | 1.1238 | 1.1059 | 1.0926 | 1.0845 | 1.0764 | 1.0687 | 1.0611 | 1.0535 | 1.0459 | 1.0385 | 1.0311 | 1.0239 | 1.0168 | 1.0098 | 1.0028 | 0.99587 | 0.98878 | 0.98164 | 0.97458 | 0.96731 | 0.96015 | 0.95308 | 0.9461 | 0.93922 | 0.93243 | 0.92574 | 0.91913 | 0.91389 | 0.90993 | 0.90624 | 0.90255 | 0.89895
16FP | Percentage of consumption driven by climate change | 16BL | % | 1 | 0% | 0% | 0% | 0.3185% | 0.3311% | 0.3477% | 0.4071% | 0.4332% | 0.4672% | 0.4951% | 0.5288% | 0.5627% | 0.5902% | 0.6246% | 0.6528% | 0.6872% | 0.7148% | 0.7487% | 0.7826% | 0.8105% | 0.8435% | 0.871% | 0.904% | 0.9351% | 0.966% | 0.997% | 1.028% | 1.059% | 1.09% | 1.121% | 1.152% | 1.183% | 1.214% | 1.245% | 1.276% | 1.307% | 1.338% | 1.369% | 1.401% | 1.432% | 1.463% | 1.495% | 1.526% | 1.557% | 1.588% | 1.619% | 1.65% | 1.681% | 1.711% | 1.674% | 1.643% | 1.616% | 1.594% | 1.577% | 1.566% | 1.55% | 1.535% | 1.52% | 1.508% | 1.496% | 1.483% | 1.468% | 1.451% | 1.426% | 1.403% | 1.38%
17FP | Volume of consumption driven by climate change | 16FP * (12FP + sum(13FP:15FP) - sum (23FP:26FP)) | Ml/d | 2 | 0 | 0 | 0 | 0.019739 | 0.020699 | 0.021915 | 0.025589 | 0.027106 | 0.028979 | 0.030576 | 0.032517 | 0.034496 | 0.036015 | 0.037876 | 0.03932 | 0.04113 | 0.042567 | 0.044407 | 0.046137 | 0.047487 | 0.04911 | 0.050378 | 0.051962 | 0.053408 | 0.054931 | 0.056666 | 0.058402 | 0.060148 | 0.061878 | 0.063601 | 0.065304 | 0.066652 | 0.068433 | 0.070212 | 0.071985 | 0.073787 | 0.075604 | 0.077463 | 0.079323 | 0.081205 | 0.083083 | 0.084968 | 0.086854 | 0.088758 | 0.09067 | 0.092584 | 0.094503 | 0.096437 | 0.098381 | 0.096384 | 0.094756 | 0.093383 | 0.092218 | 0.091367 | 0.090879 | 0.090075 | 0.089341 | 0.088627 | 0.08804 | 0.08747 | 0.086818 | 0.086052 | 0.085242 | 0.083919 | 0.082697 | 0.081476
18FP | Measured Household - PCC | ((14FP - 25FP) * 1,000,000) / (39FP * 1000) | l/h/d | 1 | #DIV/0! | #DIV/0! | 166.7777 | 163.2378 | 159.6835 | 156.633 | 146.2126 | 145.5744 | 141.5792 | 139.9293 | 138.4769 | 137.0929 | 135.7319 | 134.1993 | 132.3827 | 130.6265 | 129.09 | 127.7986 | 126.2967 | 124.8182 | 123.3363 | 121.8262 | 120.4431 | 119.0799 | 118.0831 | 117.7863 | 117.5091 | 117.2992 | 117.0664 | 116.8092 | 116.5392 | 114.7681 | 114.7198 | 114.6633 | 114.6111 | 114.6202 | 114.6535 | 114.7302 | 114.7965 | 114.8737 | 114.9424 | 115.0314 | 115.1108 | 115.2119 | 115.3371 | 115.4884 | 115.6601 | 115.8424 | 116.0226 | 116.1866 | 116.3377 | 116.4787 | 116.6074 | 116.7324 | 116.8351 | 116.95 | 117.0576 | 117.1619 | 117.2532 | 117.3432 | 117.4402 | 117.5456 | 117.6635 | 117.8041 | 117.9452 | 118.0839
19FP | Unmeasured Household - PCC | ((15FP - 26FP) * 1,000,000) / (40FP * 1000) | l/h/d | 1 | #DIV/0! | #DIV/0! | 184.8877 | 180.3506 | 177.7461 | 175.124 | 168.2191 | 166.7212 | 164.81 | 162.8954 | 160.9743 | 159.2195 | 157.5204 | 155.8429 | 153.7079 | 151.6058 | 149.6983 | 147.7951 | 145.7539 | 143.7442 | 141.6874 | 139.7255 | 137.8119 | 135.9304 | 134.6008 | 134.3671 | 134.1974 | 134.1388 | 134.0645 | 133.9899 | 133.8982 | 133.8384 | 134.0491 | 134.2585 | 134.4491 | 134.72 | 134.9919 | 135.3435 | 135.6803 | 136.056 | 136.4166 | 136.78 | 137.1275 | 137.4775 | 137.8301 | 138.1852 | 138.543 | 138.9036 | 139.2671 | 139.6134 | 139.9314 | 140.2299 | 140.5275 | 140.7824 | 141.039 | 141.2972 | 141.557 | 141.8183 | 142.081 | 142.3451 | 142.6104 | 142.8824 | 143.1459 | 143.4402 | 143.7209 | 144.0028
20FP | Average Household - PCC | (((14FP - 25FP) + (15FP - 26FP)) * 1,000,000)/ ((39FP + 40FP) * 1,000) | l/h/d | 1 | #DIV/0! | #DIV/0! | 179.5673 | 175.1303 | 171.9575 | 168.8862 | 160.4467 | 158.4805 | 154.7271 | 152.3702 | 150.2503 | 148.3199 | 146.5046 | 144.6433 | 142.4021 | 140.2156 | 138.3138 | 136.5678 | 134.6193 | 132.713 | 130.8007 | 128.928 | 127.1693 | 125.4526 | 124.1881 | 123.7783 | 123.4078 | 123.1219 | 122.815 | 122.4905 | 122.1509 | 120.8072 | 120.7273 | 120.6393 | 120.5465 | 120.5188 | 120.5306 | 120.6194 | 120.6953 | 120.7893 | 120.8724 | 120.9701 | 121.055 | 121.1551 | 121.2731 | 121.4112 | 121.5649 | 121.7263 | 121.8866 | 122.03 | 122.1566 | 122.271 | 122.3758 | 122.4676 | 122.5428 | 122.628 | 122.708 | 122.7861 | 122.8546 | 122.9224 | 122.9961 | 123.085 | 123.1894 | 123.3187 | 123.4461 | 123.5723
21FP | Water taken unbilled | 21BL + 21.1FP | Ml/d | 2 | 0 | 0 | 0.12337 | 0.12299 | 0.12283 | 0.12262 | 0.12417 | 0.1241 | 0.12378 | 0.12352 | 0.12328 | 0.12306 | 0.12291 | 0.12282 | 0.12271 | 0.12259 | 0.12248 | 0.12233 | 0.12222 | 0.12211 | 0.12202 | 0.12192 | 0.12183 | 0.12175 | 0.12168 | 0.12161 | 0.12154 | 0.12148 | 0.12142 | 0.12137 | 0.12132 | 0.12128 | 0.12123 | 0.12119 | 0.12114 | 0.12109 | 0.12105 | 0.12101 | 0.12097 | 0.12092 | 0.12089 | 0.12084 | 0.1208 | 0.12075 | 0.1207 | 0.12065 | 0.1206 | 0.12054 | 0.12048 | 0.12042 | 0.12036 | 0.12031 | 0.12025 | 0.1202 | 0.12014 | 0.12009 | 0.12004 | 0.11999 | 0.11994 | 0.11989 | 0.11984 | 0.11979 | 0.11974 | 0.11969 | 0.11964 | 0.11959
22FP | Distribution system operational use | 22BL + 22.1FP | Ml/d | 2 | 0 | 0 | 0.040016 | 0.040016 | 0.040016 | 0.040016 | 0.040016 | 0.040016 | 0.040016 | 0.040016 | 0.040016 | 0.040016 | 0.040016 | 0.040016 | 0.040016 | 0.040016 | 0.040016 | 0.040016 | 0.040016 | 0.040016 | 0.040016 | 0.040016 | 0.040016 | 0.040016 | 0.040016 | 0.040016 | 0.040016 | 0.040016 | 0.040016 | 0.040016 | 0.040016 | 0.040016 | 0.040016 | 0.040016 | 0.040016 | 0.040016 | 0.040016 | 0.040016 | 0.040016 | 0.040016 | 0.040016 | 0.040016 | 0.040016 | 0.040016 | 0.040016 | 0.040016 | 0.040016 | 0.040016 | 0.040016 | 0.040016 | 0.040016 | 0.040016 | 0.040016 | 0.040016 | 0.040016 | 0.040016 | 0.040016 | 0.040016 | 0.040016 | 0.040016 | 0.040016 | 0.040016 | 0.040016 | 0.040016 | 0.040016 | 0.040016
23FP | Measured Non Household - USPL | 23BL + 23.1FP | Ml/d | 2 | 0 | 0 | 0.011022 | 0.010899 | 0.01057 | 0.01024 | 0.011268 | 0.01183 | 0.01166 | 0.01149 | 0.011318 | 0.011136 | 0.010953 | 0.01077 | 0.010586 | 0.010401 | 0.010215 | 0.010029 | 0.0098425 | 0.009655 | 0.0094669 | 0.0092037 | 0.0089396 | 0.0086745 | 0.0084086 | 0.0081417 | 0.0078738 | 0.0076051 | 0.0073354 | 0.0070649 | 0.0067989 | 0.0068155 | 0.0068321 | 0.0068487 | 0.0068654 | 0.006882 | 0.0068986 | 0.0069152 | 0.0069318 | 0.0069485 | 0.0069651 | 0.0069817 | 0.0069983 | 0.0070149 | 0.0070316 | 0.0070482 | 0.0070648 | 0.0070814 | 0.007098 | 0.0071147 | 0.0071313 | 0.0071479 | 0.0071645 | 0.0071811 | 0.0071978 | 0.0072144 | 0.007231 | 0.0072476 | 0.0072642 | 0.0072809 | 0.0072975 | 0.0073141 | 0.0073307 | 0.0073473 | 0.007364 | 0.0073806
24FP | Unmeasured Non Household - USPL | 24BL + 24.1FP | Ml/d | 2 | 0 | 0 | 0.0032829 | 0.0032672 | 0.0031485 | 0.0030306 | 0.0020367 | 0.00063094 | 0.00062031 | 0.00060968 | 0.00059906 | 0.00057053 | 0.00054265 | 0.00051542 | 0.00050576 | 0.0004961 | 0.00048645 | 0.00047679 | 0.00046713 | 0.00045747 | 0.00044781 | 0.00043464 | 0.00042147 | 0.0004083 | 0.00039513 | 0.00038196 | 0.00036879 | 0.00035562 | 0.00034245 | 0.00032928 | 0.0003161 | 0.0003161 | 0.0003161 | 0.0003161 | 0.0003161 | 0.0003161 | 0.0003161 | 0.0003161 | 0.0003161 | 0.0003161 | 0.0003161 | 0.0003161 | 0.0003161 | 0.0003161 | 0.0003161 | 0.0003161 | 0.0003161 | 0.0003161 | 0.0003161 | 0.0003161 | 0.0003161 | 0.0003161 | 0.0003161 | 0.0003161 | 0.0003161 | 0.0003161 | 0.0003161 | 0.0003161 | 0.0003161 | 0.0003161 | 0.0003161 | 0.0003161 | 0.0003161 | 0.0003161 | 0.0003161 | 0.0003161
25FP | Measured Household - USPL | 25BL + 25.1FP | Ml/d | 2 | 0 | 0 | 0.053352 | 0.055359 | 0.056947 | 0.059019 | 0.061534 | 0.066669 | 0.073295 | 0.076702 | 0.079129 | 0.080958 | 0.081876 | 0.082116 | 0.082486 | 0.082777 | 0.082634 | 0.082632 | 0.082528 | 0.082303 | 0.081973 | 0.080876 | 0.079623 | 0.078217 | 0.076669 | 0.07499 | 0.073206 | 0.071342 | 0.06939 | 0.067353 | 0.065244 | 0.065746 | 0.066189 | 0.066615 | 0.06705 | 0.067503 | 0.067851 | 0.06809 | 0.068329 | 0.068557 | 0.06878 | 0.069017 | 0.069268 | 0.069533 | 0.069819 | 0.07012 | 0.070438 | 0.070773 | 0.07111 | 0.07144 | 0.071766 | 0.072086 | 0.072404 | 0.072722 | 0.073036 | 0.073339 | 0.073635 | 0.073926 | 0.074203 | 0.074478 | 0.074756 | 0.075013 | 0.075255 | 0.075507 | 0.075761 | 0.076011
26FP | Unmeasured Household - USPL | 26BL + 26.1BL | Ml/d | 2 | 0 | 0 | 0.15679 | 0.14981 | 0.14234 | 0.13477 | 0.12957 | 0.11824 | 0.10576 | 0.099002 | 0.093815 | 0.089512 | 0.085709 | 0.081987 | 0.078345 | 0.074786 | 0.072227 | 0.069887 | 0.066873 | 0.063925 | 0.061042 | 0.057796 | 0.054709 | 0.051775 | 0.048986 | 0.046335 | 0.043785 | 0.041304 | 0.03889 | 0.036544 | 0.034266 | 0.033582 | 0.03303 | 0.032477 | 0.031925 | 0.031373 | 0.031033 | 0.030903 | 0.030773 | 0.030644 | 0.030514 | 0.030384 | 0.030255 | 0.030125 | 0.029995 | 0.029865 | 0.029736 | 0.029606 | 0.029476 | 0.029347 | 0.029217 | 0.029088 | 0.02896 | 0.028831 | 0.028703 | 0.028574 | 0.028445 | 0.028317 | 0.028188 | 0.028059 | 0.027931 | 0.027855 | 0.027832 | 0.027808 | 0.027785 | 0.027762
27FP | Void Properties - USPL | 27BL + 27.1FP | Ml/d | 2 | 0 | 0 | 0.014203 | 0.014588 | 0.014749 | 0.014957 | 0.013403 | 0.013472 | 0.0138 | 0.01406 | 0.014297 | 0.014512 | 0.014663 | 0.014751 | 0.014866 | 0.014981 | 0.015099 | 0.015248 | 0.015358 | 0.015461 | 0.015559 | 0.015653 | 0.015741 | 0.015822 | 0.015897 | 0.015967 | 0.016032 | 0.016094 | 0.01615 | 0.016202 | 0.016253 | 0.016299 | 0.016345 | 0.016388 | 0.016433 | 0.016481 | 0.016526 | 0.016568 | 0.01661 | 0.01665 | 0.01669 | 0.016731 | 0.016775 | 0.016822 | 0.016872 | 0.016925 | 0.01698 | 0.017038 | 0.017097 | 0.017155 | 0.017211 | 0.017267 | 0.017323 | 0.017379 | 0.017433 | 0.017486 | 0.017538 | 0.017589 | 0.017638 | 0.017686 | 0.017735 | 0.017784 | 0.017834 | 0.017886 | 0.017938 | 0.01799
28FP | Distribution losses | 28BL + 28.1FP | Ml/d | 2 | 0 | 0 | 1.1967 | 1.3976 | 1.3499 | 1.3019 | 1.2813 | 1.2634 | 1.2443 | 1.2227 | 1.2006 | 1.1782 | 1.1563 | 1.1351 | 1.1136 | 1.0921 | 1.0701 | 1.0476 | 1.026 | 1.0044 | 0.98292 | 0.95358 | 0.92425 | 0.89492 | 0.86559 | 0.83627 | 0.80695 | 0.77766 | 0.74838 | 0.71913 | 0.68989 | 0.69 | 0.69005 | 0.69012 | 0.69017 | 0.69021 | 0.69014 | 0.68997 | 0.6898 | 0.68965 | 0.6895 | 0.68933 | 0.68915 | 0.68895 | 0.68873 | 0.68849 | 0.68823 | 0.68795 | 0.68767 | 0.68739 | 0.68712 | 0.68686 | 0.6866 | 0.68633 | 0.68608 | 0.68583 | 0.6856 | 0.68537 | 0.68515 | 0.68494 | 0.68473 | 0.68448 | 0.6842 | 0.6839 | 0.6836 | 0.6833
29FP | Total Leakage | sum (23FP:28FP) | Ml/d | 2 | 0 | 0 | 1.4353 | 1.6315 | 1.5777 | 1.5239 | 1.4991 | 1.4742 | 1.4494 | 1.4246 | 1.3997 | 1.3749 | 1.3501 | 1.3252 | 1.3004 | 1.2756 | 1.2507 | 1.2259 | 1.2011 | 1.1762 | 1.1514 | 1.1175 | 1.0837 | 1.0498 | 1.0159 | 0.98209 | 0.94822 | 0.91436 | 0.88049 | 0.84663 | 0.81276 | 0.81276 | 0.81276 | 0.81276 | 0.81276 | 0.81276 | 0.81276 | 0.81276 | 0.81276 | 0.81276 | 0.81276 | 0.81276 | 0.81276 | 0.81276 | 0.81276 | 0.81276 | 0.81276 | 0.81276 | 0.81276 | 0.81276 | 0.81276 | 0.81276 | 0.81276 | 0.81276 | 0.81276 | 0.81276 | 0.81276 | 0.81276 | 0.81276 | 0.81276 | 0.81276 | 0.81276 | 0.81276 | 0.81276 | 0.81276 | 0.81276
30FP | Leakage/property | (29FP * 1,000,000) / (36FP * 1,000) | l/prop/d | 2 | #DIV/0! | #DIV/0! | 132.4102 | 149.19 | 142.6159 | 135.6545 | 131.7917 | 128.2648 | 123.8922 | 119.776 | 115.8598 | 112.1338 | 109.0196 | 106.4782 | 103.7861 | 101.1336 | 98.4056 | 95.4795 | 92.9471 | 90.4915 | 88.0981 | 85.0693 | 82.1002 | 79.191 | 76.3345 | 73.5244 | 70.7555 | 68.0221 | 65.3286 | 62.6732 | 60.0416 | 59.9258 | 59.8024 | 59.6913 | 59.5746 | 59.4447 | 59.3098 | 59.1725 | 59.0364 | 58.9076 | 58.7839 | 58.6506 | 58.5078 | 58.3558 | 58.1906 | 58.0159 | 57.831 | 57.6353 | 57.4397 | 57.2504 | 57.0648 | 56.8837 | 56.7051 | 56.5281 | 56.3548 | 56.189 | 56.0289 | 55.8733 | 55.7273 | 55.5831 | 55.4376 | 55.2887 | 55.1321 | 54.9708 | 54.8083 | 54.6499
31FP | Measured Non Household - properties | Input | 000's | 2 |  |  | 0.86727 | 0.86138 | 0.8639 | 0.86643 | 0.9692 | 1.0347 | 1.0373 | 1.0399 | 1.0426 | 1.0443 | 1.0461 | 1.0479 | 1.0496 | 1.0514 | 1.0531 | 1.0549 | 1.0566 | 1.0584 | 1.0602 | 1.0619 | 1.0637 | 1.0654 | 1.0672 | 1.069 | 1.0707 | 1.0725 | 1.0742 | 1.076 | 1.0786 | 1.0813 | 1.0839 | 1.0865 | 1.0892 | 1.0918 | 1.0944 | 1.0971 | 1.0997 | 1.1023 | 1.105 | 1.1076 | 1.1103 | 1.1129 | 1.1155 | 1.1182 | 1.1208 | 1.1234 | 1.1261 | 1.1287 | 1.1314 | 1.134 | 1.1366 | 1.1393 | 1.1419 | 1.1445 | 1.1472 | 1.1498 | 1.1524 | 1.1551 | 1.1577 | 1.1604 | 1.163 | 1.1656 | 1.1683 | 1.1709
32FP | Unmeasured Non Household - properties | Input | 000's | 2 |  |  | 0.11973 | 0.12308 | 0.12266 | 0.12223 | 0.083504 | 0.026304 | 0.026304 | 0.026304 | 0.026304 | 0.025504 | 0.024704 | 0.023904 | 0.023904 | 0.023904 | 0.023904 | 0.023904 | 0.023904 | 0.023904 | 0.023904 | 0.023904 | 0.023904 | 0.023904 | 0.023904 | 0.023904 | 0.023904 | 0.023904 | 0.023904 | 0.023904 | 0.023904 | 0.023904 | 0.023904 | 0.023904 | 0.023904 | 0.023904 | 0.023904 | 0.023904 | 0.023904 | 0.023904 | 0.023904 | 0.023904 | 0.023904 | 0.023904 | 0.023904 | 0.023904 | 0.023904 | 0.023904 | 0.023904 | 0.023904 | 0.023904 | 0.023904 | 0.023904 | 0.023904 | 0.023904 | 0.023904 | 0.023904 | 0.023904 | 0.023904 | 0.023904 | 0.023904 | 0.023904 | 0.023904 | 0.023904 | 0.023904 | 0.023904
33FP | All void non-households - properties | Input | 000's | 2 |  |  | 0.209 | 0.21692 | 0.21721 | 0.2175 | 0.15445 | 0.14917 | 0.14954 | 0.1499 | 0.15026 | 0.15031 | 0.15035 | 0.15039 | 0.15063 | 0.15087 | 0.15112 | 0.15136 | 0.1516 | 0.15184 | 0.15209 | 0.15233 | 0.15257 | 0.15281 | 0.15306 | 0.1533 | 0.15354 | 0.15378 | 0.15402 | 0.15427 | 0.15463 | 0.15499 | 0.15536 | 0.15572 | 0.15608 | 0.15645 | 0.15681 | 0.15717 | 0.15754 | 0.1579 | 0.15826 | 0.15863 | 0.15899 | 0.15935 | 0.15972 | 0.16008 | 0.16044 | 0.16081 | 0.16117 | 0.16153 | 0.1619 | 0.16226 | 0.16262 | 0.16299 | 0.16335 | 0.16371 | 0.16408 | 0.16444 | 0.1648 | 0.16517 | 0.16553 | 0.16589 | 0.16626 | 0.16662 | 0.16698 | 0.16735
34FP | Measured households - properties (excl. void) | Year before + sum (34.1BL:34.6BL) | 000's | 2 |  |  | 3.617 | 3.7755 | 3.993 | 4.2641 | 4.5207 | 5.012 | 5.6472 | 6.0434 | 6.3717 | 6.6609 | 6.8764 | 7.034 | 7.2111 | 7.3877 | 7.5331 | 7.7008 | 7.8594 | 8.0119 | 8.1597 | 8.3015 | 8.4349 | 8.5592 | 8.6748 | 8.7823 | 8.884 | 8.9824 | 9.0761 | 9.1649 | 9.2502 | 9.3237 | 9.3892 | 9.452 | 9.5162 | 9.5834 | 9.6359 | 9.6734 | 9.7107 | 9.7465 | 9.7812 | 9.8183 | 9.8577 | 9.8994 | 9.9442 | 9.9916 | 10.0415 | 10.0943 | 10.1473 | 10.1992 | 10.2504 | 10.3008 | 10.3509 | 10.4008 | 10.4501 | 10.4978 | 10.5444 | 10.59 | 10.6335 | 10.6766 | 10.7203 | 10.7611 | 10.8001 | 10.8406 | 10.8817 | 10.9219
34.1FP | New build properties - properties | Input (new builds in each year) | 000's | 2 |  |  | 0.096 | 0.093637 | 0.12798 | 0.17224 | 0.14323 | 0.11949 | 0.20549 | 0.19499 | 0.18801 | 0.18226 | 0.12474 | 0.064636 | 0.084843 | 0.084273 | 0.098409 | 0.13046 | 0.0836 | 0.077182 | 0.072195 | 0.068207 | 0.063486 | 0.058054 | 0.05325 | 0.048866 | 0.044898 | 0.041466 | 0.036651 | 0.031502 | 0.027843 | 0.025939 | 0.027786 | 0.025099 | 0.026464 | 0.029516 | 0.030811 | 0.031507 | 0.031366 | 0.029805 | 0.028751 | 0.031143 | 0.033527 | 0.035894 | 0.039252 | 0.041765 | 0.044492 | 0.047443 | 0.047729 | 0.046483 | 0.045893 | 0.044974 | 0.04461 | 0.044512 | 0.043851 | 0.042171 | 0.040976 | 0.040016 | 0.037747 | 0.037449 | 0.038009 | 0.039128 | 0.041374 | 0.042875 | 0.04346 | 0.042628
34.2FP | Meter optants - properties | Input (meter optants in each year) | 000's | 2 |  |  | 0 | 0.072769 | 0.0985 | 0.11 | 0.124 | 0.37356 | 0.43245 | 0.21161 | 0.15272 | 0.119 | 0.1 | 0.1 | 0.1 | 0.1 | 0.0535 | 0.04455 | 0.0821 | 0.0821 | 0.0821 | 0.080048 | 0.075942 | 0.071838 | 0.067733 | 0.063628 | 0.061575 | 0.061575 | 0.061575 | 0.061575 | 0.061575 | 0.051312 | 0.04105 | 0.04105 | 0.04105 | 0.04105 | 0.02463 | 0.00821 | 0.00821 | 0.00821 | 0.00821 | 0.00821 | 0.00821 | 0.00821 | 0.00821 | 0.00821 | 0.00821 | 0.00821 | 0.00821 | 0.00821 | 0.00821 | 0.00821 | 0.00821 | 0.00821 | 0.00821 | 0.00821 | 0.00821 | 0.00821 | 0.00821 | 0.00821 | 0.00821 | 0.004105 | 0 | 0 | 0 | 0
34.3FP | Compulsory metering - properties | Input (compulsory meters in each year) | 000's | 2 |  |  | 0 | 0 | 0 | 0 | 0 | 0 | 0 | 0 | 0 | 0 | 0 | 0 | 0 | 0 | 0 | 0 | 0 | 0 | 0 | 0 | 0 | 0 | 0 | 0 | 0 | 0 | 0 | 0 | 0 | 0 | 0 | 0 | 0 | 0 | 0 | 0 | 0 | 0 | 0 | 0 | 0 | 0 | 0 | 0 | 0 | 0 | 0 | 0 | 0 | 0 | 0 | 0 | 0 | 0 | 0 | 0 | 0 | 0 | 0 | 0 | 0 | 0 | 0 | 0
34.4FP | Metering on change of occupancy - properties | Input (change of occupancy meters in each year) | 000's | 2 |  |  | 0 | 0 | 0 | 0 | 0 | 0 | 0 | 0 | 0 | 0 | 0 | 0 | 0 | 0 | 0 | 0 | 0 | 0 | 0 | 0 | 0 | 0 | 0 | 0 | 0 | 0 | 0 | 0 | 0 | 0 | 0 | 0 | 0 | 0 | 0 | 0 | 0 | 0 | 0 | 0 | 0 | 0 | 0 | 0 | 0 | 0 | 0 | 0 | 0 | 0 | 0 | 0 | 0 | 0 | 0 | 0 | 0 | 0 | 0 | 0 | 0 | 0 | 0 | 0
34.5FP | Selective metering - properties | Input (selective meters in each year) | 000's | 2 |  |  | 0 | 0 | 0 | 0 | 0 | 0.01812 | 0.02265 | 0.0056625 | 0.0011325 | 0 | 0 | 0 | 0 | 0 | 0 | 0 | 0 | 0 | 0 | 0 | 0 | 0 | 0 | 0 | 0 | 0 | 0 | 0 | 0 | 0 | 0 | 0 | 0 | 0 | 0 | 0 | 0 | 0 | 0 | 0 | 0 | 0 | 0 | 0 | 0 | 0 | 0 | 0 | 0 | 0 | 0 | 0 | 0 | 0 | 0 | 0 | 0 | 0 | 0 | 0 | 0 | 0 | 0 | 0
34.6FP | Other changes to existing metering - properties | Input (other changes to meters in each year) | 000's | 2 |  |  | 0 | -0.0079157 | -0.0090226 | -0.011117 | -0.010633 | -0.019797 | -0.025411 | -0.016121 | -0.013516 | -0.012108 | -0.0092334 | -0.0069755 | -0.0077347 | -0.0077133 | -0.0064974 | -0.0073651 | -0.0070155 | -0.0067744 | -0.006587 | -0.0063601 | -0.0060285 | -0.0056702 | -0.0053354 | -0.0050165 | -0.0047903 | -0.0046614 | -0.0044805 | -0.0042871 | -0.0041496 | -0.0036925 | -0.0033763 | -0.0032754 | -0.0033266 | -0.0034413 | -0.0028731 | -0.0022823 | -0.002277 | -0.0022184 | -0.0021788 | -0.0022686 | -0.0023582 | -0.0024471 | -0.0025733 | -0.0026677 | -0.0027702 | -0.002881 | -0.0028918 | -0.002845 | -0.0028228 | -0.0027883 | -0.0027746 | -0.0027709 | -0.0027461 | -0.002683 | -0.0026381 | -0.002602 | -0.0025168 | -0.0025056 | -0.0025266 | -0.0024144 | -0.0023446 | -0.002401 | -0.002423 | -0.0023917
34.7FP | Measured household void properties | Input | 000's | 2 |  |  | 0.14 | 0.14738 | 0.15587 | 0.16645 | 0.17647 | 0.19565 | 0.22045 | 0.23591 | 0.24873 | 0.26002 | 0.26843 | 0.27458 | 0.2815 | 0.28839 | 0.29407 | 0.30061 | 0.30681 | 0.31276 | 0.31852 | 0.32406 | 0.32927 | 0.33412 | 0.33863 | 0.34283 | 0.3468 | 0.35064 | 0.3543 | 0.35777 | 0.36109 | 0.36397 | 0.36652 | 0.36898 | 0.37148 | 0.3741 | 0.37615 | 0.37761 | 0.37907 | 0.38047 | 0.38183 | 0.38327 | 0.38481 | 0.38644 | 0.38819 | 0.39004 | 0.39198 | 0.39404 | 0.39612 | 0.39814 | 0.40014 | 0.40211 | 0.40406 | 0.40601 | 0.40794 | 0.4098 | 0.41162 | 0.4134 | 0.41509 | 0.41678 | 0.41848 | 0.42008 | 0.4216 | 0.42318 | 0.42478 | 0.42635
35FP | Unmeasured households - properties (excl. void) | Input | 000's | 2 |  |  | 5.718 | 5.6436 | 5.5452 | 5.4356 | 5.3124 | 4.9294 | 4.4849 | 4.2713 | 4.1193 | 4.0014 | 3.9019 | 3.8024 | 3.7029 | 3.6034 | 3.5493 | 3.5038 | 3.422 | 3.3402 | 3.2584 | 3.1786 | 3.1029 | 3.0312 | 2.9635 | 2.8998 | 2.8381 | 2.7764 | 2.7147 | 2.653 | 2.5912 | 2.5395 | 2.4977 | 2.4559 | 2.4142 | 2.3725 | 2.3467 | 2.3369 | 2.3271 | 2.3173 | 2.3075 | 2.2977 | 2.2879 | 2.2781 | 2.2683 | 2.2585 | 2.2486 | 2.2388 | 2.229 | 2.2192 | 2.2094 | 2.1997 | 2.19 | 2.1802 | 2.1705 | 2.1608 | 2.1511 | 2.1413 | 2.1316 | 2.1219 | 2.1121 | 2.1064 | 2.1047 | 2.1029 | 2.1011 | 2.0994
35.1FP | Unmeasured household void properties | Input | 000's | 2 |  |  | 0.169 | 0.16773 | 0.1648 | 0.16155 | 0.15789 | 0.1465 | 0.13329 | 0.12694 | 0.12243 | 0.11892 | 0.11597 | 0.11301 | 0.11005 | 0.1071 | 0.10549 | 0.10414 | 0.1017 | 0.099273 | 0.096842 | 0.09447 | 0.092218 | 0.090088 | 0.088076 | 0.086183 | 0.084349 | 0.082515 | 0.080681 | 0.078847 | 0.077013 | 0.075475 | 0.074233 | 0.072991 | 0.07175 | 0.07051 | 0.069745 | 0.069454 | 0.069162 | 0.068871 | 0.068579 | 0.068288 | 0.067996 | 0.067705 | 0.067413 | 0.067122 | 0.06683 | 0.066539 | 0.066248 | 0.065956 | 0.065665 | 0.065376 | 0.065086 | 0.064797 | 0.064508 | 0.064219 | 0.06393 | 0.063641 | 0.063352 | 0.063063 | 0.062774 | 0.062603 | 0.062551 | 0.062499 | 0.062447 | 0.062395
36FP | Total Resource Zone Properties (incl. voids) | sum (31FP:34FP) + 34.7FP + 35BL + 35.1BL | 000's | 2 | 0 | 0 | 10.84 | 10.9356 | 11.0626 | 11.2338 | 11.3746 | 11.4938 | 11.699 | 11.8937 | 12.0814 | 12.2614 | 12.3838 | 12.4462 | 12.5297 | 12.6128 | 12.7101 | 12.8395 | 12.9221 | 12.9984 | 13.0696 | 13.1369 | 13.1995 | 13.2567 | 13.3092 | 13.3573 | 13.4014 | 13.442 | 13.4779 | 13.5086 | 13.5367 | 13.5628 | 13.5908 | 13.6161 | 13.6428 | 13.6726 | 13.7037 | 13.7355 | 13.7672 | 13.7972 | 13.8263 | 13.8577 | 13.8915 | 13.9277 | 13.9673 | 14.0093 | 14.0541 | 14.1018 | 14.1499 | 14.1966 | 14.2428 | 14.2882 | 14.3331 | 14.378 | 14.4223 | 14.4648 | 14.5061 | 14.5465 | 14.5847 | 14.6225 | 14.6609 | 14.7004 | 14.7421 | 14.7854 | 14.8292 | 14.8722
37FP | Measured Non Household - Population | Input | 000's | 2 |  |  | 0.40148 | 0.40912 | 0.41665 | 0.42392 | 0.43018 | 0.43621 | 0.44614 | 0.45754 | 0.46857 | 0.47895 | 0.49139 | 0.50954 | 0.52435 | 0.53558 | 0.54525 | 0.55368 | 0.56145 | 0.56922 | 0.57724 | 0.58537 | 0.59455 | 0.6043 | 0.61458 | 0.62574 | 0.63722 | 0.64871 | 0.66049 | 0.67145 | 0.68218 | 0.6926 | 0.70201 | 0.70985 | 0.71614 | 0.72145 | 0.72614 | 0.73112 | 0.7339 | 0.73465 | 0.73481 | 0.73524 | 0.73498 | 0.73434 | 0.73548 | 0.74011 | 0.74674 | 0.75324 | 0.76037 | 0.76736 | 0.7748 | 0.78335 | 0.79212 | 0.80115 | 0.80991 | 0.81809 | 0.82625 | 0.83473 | 0.84232 | 0.84827 | 0.85359 | 0.85777 | 0.86163 | 0.86536 | 0.86871 | 0.87186
38FP | Unmeasured Non Household - Population | Input | 000's | 2 |  |  | 0.076416 | 0.07787 | 0.079304 | 0.080687 | 0.081877 | 0.083026 | 0.084916 | 0.087086 | 0.089185 | 0.091161 | 0.093528 | 0.096984 | 0.099802 | 0.10194 | 0.10378 | 0.10538 | 0.10686 | 0.10834 | 0.10987 | 0.11142 | 0.11316 | 0.11502 | 0.11698 | 0.1191 | 0.12128 | 0.12347 | 0.12571 | 0.1278 | 0.12984 | 0.13183 | 0.13362 | 0.13511 | 0.13631 | 0.13732 | 0.13821 | 0.13916 | 0.13969 | 0.13983 | 0.13986 | 0.13994 | 0.13989 | 0.13977 | 0.13999 | 0.14087 | 0.14213 | 0.14337 | 0.14472 | 0.14606 | 0.14747 | 0.1491 | 0.15077 | 0.15249 | 0.15415 | 0.15571 | 0.15726 | 0.15888 | 0.16032 | 0.16145 | 0.16247 | 0.16326 | 0.164 | 0.16471 | 0.16534 | 0.16595
39FP | Measured Household - Population | Input | 000's | 2 |  |  | 7.0227 | 7.3224 | 7.7499 | 8.227 | 8.6598 | 9.5963 | 10.7887 | 11.4832 | 12.0252 | 12.5204 | 12.9103 | 13.2478 | 13.634 | 14.0304 | 14.352 | 14.675 | 15.019 | 15.3564 | 15.6862 | 16.0016 | 16.3007 | 16.586 | 16.8554 | 17.1152 | 17.3635 | 17.5982 | 17.8279 | 18.0553 | 18.2775 | 18.4759 | 18.6592 | 18.8408 | 19.0226 | 19.2037 | 19.3508 | 19.4639 | 19.5777 | 19.6912 | 19.8025 | 19.9133 | 20.0274 | 20.1437 | 20.26 | 20.3731 | 20.4851 | 20.6001 | 20.7157 | 20.8314 | 20.9467 | 21.0606 | 21.1745 | 21.2878 | 21.401 | 21.5133 | 21.6251 | 21.7354 | 21.8449 | 21.9542 | 22.0624 | 22.1629 | 22.2544 | 22.3449 | 22.4336 | 22.5202
40FP | Unmeasured Household - Population | Input | 000's | 2 |  |  | 16.882 | 16.6813 | 16.433 | 16.1605 | 15.8591 | 15.0292 | 14.0683 | 13.5733 | 13.2018 | 12.8964 | 12.6254 | 12.354 | 12.0827 | 11.8118 | 11.6282 | 11.4621 | 11.226 | 10.9904 | 10.7552 | 10.5245 | 10.3021 | 10.0879 | 9.8823 | 9.6851 | 9.4927 | 9.301 | 9.1102 | 8.9202 | 8.7311 | 8.5624 | 8.4143 | 8.2673 | 8.1213 | 7.9764 | 7.8641 | 7.7848 | 7.7068 | 7.63 | 7.5544 | 7.48 | 7.4068 | 7.3346 | 7.2636 | 7.1936 | 7.1245 | 7.0564 | 6.9892 | 6.9228 | 6.8574 | 6.7928 | 6.7291 | 6.6662 | 6.6042 | 6.543 | 6.4826 | 6.423 | 6.3643 | 6.3064 | 6.2492 | 6.2012 | 6.1622 | 6.124 | 6.0866 | 6.0498
41FP | Total Resource Zone Population | sum (37FP:40FP) | 000's | 2 | 0 | 0 | 24.3825 | 24.4906 | 24.6788 | 24.8922 | 25.031 | 25.1447 | 25.3881 | 25.6011 | 25.7847 | 25.987 | 26.1206 | 26.2082 | 26.3409 | 26.4797 | 26.6292 | 26.7962 | 26.9133 | 27.0244 | 27.1286 | 27.2229 | 27.3105 | 27.3933 | 27.4693 | 27.5452 | 27.6146 | 27.6714 | 27.7243 | 27.7748 | 27.8206 | 27.8627 | 27.9091 | 27.9531 | 27.9964 | 28.0388 | 28.0793 | 28.119 | 28.1581 | 28.1956 | 28.2315 | 28.2685 | 28.309 | 28.3524 | 28.3991 | 28.4476 | 28.4985 | 28.5531 | 28.61 | 28.6677 | 28.7263 | 28.7859 | 28.8464 | 28.9076 | 28.9693 | 29.0301 | 29.0912 | 29.1521 | 29.2118 | 29.2703 | 29.3277 | 29.3851 | 29.4423 | 29.499 | 29.5542 | 29.6078
42FP | Average household occupancy rate (excl. voids) | (39FP + 40FP) / (34FP + 35FP) | h/prop | 1 | #DIV/0! | #DIV/0! | 2.5608 | 2.5484 | 2.5354 | 2.5143 | 2.4935 | 2.477 | 2.4533 | 2.4292 | 2.4046 | 2.3838 | 2.3692 | 2.3626 | 2.3563 | 2.3512 | 2.3443 | 2.3327 | 2.3264 | 2.3209 | 2.3158 | 2.3106 | 2.3057 | 2.3014 | 2.2974 | 2.2941 | 2.2911 | 2.2876 | 2.2847 | 2.2826 | 2.2809 | 2.2792 | 2.2776 | 2.2765 | 2.2752 | 2.2734 | 2.2712 | 2.2688 | 2.2666 | 2.2647 | 2.263 | 2.2609 | 2.2588 | 2.2565 | 2.2537 | 2.2503 | 2.2465 | 2.2425 | 2.2385 | 2.2349 | 2.2315 | 2.2282 | 2.225 | 2.2219 | 2.219 | 2.2164 | 2.214 | 2.2117 | 2.2099 | 2.2081 | 2.2063 | 2.2043 | 2.202 | 2.1995 | 2.1968 | 2.1941
43FP | Total Household Metering penetration (excl. voids) | 34FP / (34FP + 35FP) | % | 1 | #DIV/0! | #DIV/0! | 38.75% | 40.08% | 41.86% | 43.96% | 45.97% | 50.42% | 55.74% | 58.59% | 60.73% | 62.47% | 63.8% | 64.91% | 66.07% | 67.21% | 67.97% | 68.73% | 69.67% | 70.58% | 71.46% | 72.31% | 73.11% | 73.85% | 74.54% | 75.18% | 75.79% | 76.39% | 76.98% | 77.55% | 78.12% | 78.59% | 78.99% | 79.38% | 79.76% | 80.16% | 80.42% | 80.54% | 80.67% | 80.79% | 80.91% | 81.04% | 81.16% | 81.29% | 81.43% | 81.56% | 81.7% | 81.85% | 81.99% | 82.13% | 82.27% | 82.4% | 82.54% | 82.67% | 82.8% | 82.93% | 83.06% | 83.18% | 83.3% | 83.42% | 83.54% | 83.63% | 83.69% | 83.75% | 83.82% | 83.88%
44FP | Total Household Metering penetration (incl. voids) | (34FP) / (34FP + 34.7FP + 35FP + 35.1FP) | % | 1 | #DIV/0! | #DIV/0! | 37.51% | 38.79% | 40.5% | 42.52% | 44.46% | 48.74% | 53.86% | 56.6% | 58.66% | 60.33% | 61.6% | 62.67% | 63.78% | 64.88% | 65.61% | 66.33% | 67.23% | 68.1% | 68.95% | 69.77% | 70.53% | 71.24% | 71.9% | 72.51% | 73.1% | 73.67% | 74.24% | 74.79% | 75.33% | 75.79% | 76.16% | 76.54% | 76.91% | 77.28% | 77.53% | 77.65% | 77.77% | 77.89% | 78.01% | 78.12% | 78.25% | 78.37% | 78.5% | 78.63% | 78.76% | 78.9% | 79.04% | 79.17% | 79.3% | 79.43% | 79.56% | 79.69% | 79.81% | 79.94% | 80.06% | 80.18% | 80.29% | 80.41% | 80.52% | 80.61% | 80.66% | 80.72% | 80.78% | 80.84%
45FP | Distribution input | sum (12FP:15FP) + 21FP + 22FP + 27FP + 28FP | Ml/d | 2 | 0 | 0 | 7.99 | 7.9913 | 7.9919 | 7.989 | 7.9488 | 7.8962 | 7.8152 | 7.7636 | 7.7127 | 7.6682 | 7.6152 | 7.5522 | 7.4866 | 7.4232 | 7.3683 | 7.3196 | 7.2584 | 7.1977 | 7.1355 | 7.0636 | 6.9933 | 6.9232 | 6.864 | 6.8274 | 6.7909 | 6.7552 | 6.7182 | 6.6806 | 6.642 | 6.6097 | 6.6122 | 6.6142 | 6.6161 | 6.6199 | 6.6245 | 6.6311 | 6.6376 | 6.6446 | 6.6513 | 6.6584 | 6.6657 | 6.6739 | 6.6827 | 6.6918 | 6.7013 | 6.7115 | 6.7218 | 6.7319 | 6.7415 | 6.7507 | 6.7598 | 6.7686 | 6.7769 | 6.7856 | 6.7941 | 6.8025 | 6.8106 | 6.8188 | 6.8271 | 6.836 | 6.8454 | 6.8554 | 6.8652 | 6.8749
46FP | Target headroom (climate change component) | Input | Ml/d | 2 |  |  | 0.0076295 | 0.034301 | 0.037086 | 0.042417 | 0.046238 | 0.045314 | 0.04861 | 0.050183 | 0.051107 | 0.05153 | 0.058242 | 0.060396 | 0.060563 | 0.063525 | 0.066639 | 0.067281 | 0.069154 | 0.071073 | 0.076084 | 0.075041 | 0.076692 | 0.079324 | 0.081764 | 0.084999 | 0.085286 | 0.087044 | 0.090216 | 0.092364 | 0.09471 | 0.095574 | 0.095574 | 0.095574 | 0.095574 | 0.095574 | 0.095574 | 0.095574 | 0.095574 | 0.095574 | 0.095574 | 0.095574 | 0.095574 | 0.095574 | 0.095574 | 0.095574 | 0.095574 | 0.095574 | 0.095574 | 0.095574 | 0.095574 | 0.095574 | 0.095574 | 0.095574 | 0.095574 | 0.095574 | 0.095574 | 0.095574 | 0.095574 | 0.095574 | 0.095574 | 0.095574 | 0.095574 | 0.095574 | 0.095574 | 0.095574
47FP | Target headroom (All other components) | Input | Ml/d | 2 |  |  | 0.49369 | 0.49464 | 0.49536 | 0.49405 | 0.49527 | 0.4876 | 0.47743 | 0.46961 | 0.4628 | 0.45758 | 0.44741 | 0.44037 | 0.43589 | 0.42847 | 0.42248 | 0.41814 | 0.41246 | 0.40661 | 0.40051 | 0.39685 | 0.39198 | 0.38765 | 0.38242 | 0.37814 | 0.37383 | 0.36982 | 0.36106 | 0.36017 | 0.35632 | 0.35239 | 0.35239 | 0.35239 | 0.35239 | 0.35239 | 0.35239 | 0.35239 | 0.35239 | 0.35239 | 0.35239 | 0.35239 | 0.35239 | 0.35239 | 0.35239 | 0.35239 | 0.35239 | 0.35239 | 0.35239 | 0.35239 | 0.35239 | 0.35239 | 0.35239 | 0.35239 | 0.35239 | 0.35239 | 0.35239 | 0.35239 | 0.35239 | 0.35239 | 0.35239 | 0.35239 | 0.35239 | 0.35239 | 0.35239 | 0.35239
48FP | Target Headroom | 46FP + 47FP | Ml/d | 2 | 0 | 0 | 0.50132 | 0.52894 | 0.53244 | 0.53647 | 0.54151 | 0.53291 | 0.52604 | 0.51979 | 0.51391 | 0.50911 | 0.50565 | 0.50076 | 0.49646 | 0.492 | 0.48912 | 0.48542 | 0.48162 | 0.47769 | 0.47659 | 0.47189 | 0.46867 | 0.46698 | 0.46418 | 0.46313 | 0.45912 | 0.45686 | 0.45128 | 0.45254 | 0.45103 | 0.44797 | 0.44797 | 0.44797 | 0.44797 | 0.44797 | 0.44797 | 0.44797 | 0.44797 | 0.44797 | 0.44797 | 0.44797 | 0.44797 | 0.44797 | 0.44797 | 0.44797 | 0.44797 | 0.44797 | 0.44797 | 0.44797 | 0.44797 | 0.44797 | 0.44797 | 0.44797 | 0.44797 | 0.44797 | 0.44797 | 0.44797 | 0.44797 | 0.44797 | 0.44797 | 0.44797 | 0.44797 | 0.44797 | 0.44797 | 0.44797
49FP | Available Headroom | 11FP - 45FP | Ml/d | 2 | 0 | 0 | 1.8166 | 1.8153 | 1.8146 | 1.8178 | 1.8469 | 1.8965 | 1.4562 | 1.5066 | 1.5566 | 1.6 | 1.6525 | 1.7156 | 1.7809 | 1.8438 | 1.898 | 1.9456 | 2.0064 | 2.0668 | 2.1288 | 2.2006 | 2.2706 | 2.3406 | 2.3996 | 2.4362 | 2.4725 | 2.5081 | 2.545 | 2.5826 | 2.6212 | 2.6569 | 2.6543 | 2.6523 | 2.6503 | 2.6464 | 2.6416 | 2.6347 | 2.6279 | 2.6204 | 2.6134 | 2.6059 | 2.5982 | 2.5895 | 2.5803 | 2.5707 | 2.5607 | 2.55 | 2.5391 | 2.5285 | 2.5184 | 2.5087 | 2.4991 | 2.4899 | 2.4811 | 2.472 | 2.463 | 2.4541 | 2.4456 | 2.4369 | 2.4282 | 2.4188 | 2.4089 | 2.3983 | 2.3878 | 2.3776
49.1FP | Available non-potable balance (if applicable) | 1.1FP - 12.1FP | Ml/d | 2 | 0 | 0 | 0 | 0 | 0 | 0 | 0 | 0 | 0 | 0 | 0 | 0 | 0 | 0 | 0 | 0 | 0 | 0 | 0 | 0 | 0 | 0 | 0 | 0 | 0 | 0 | 0 | 0 | 0 | 0 | 0 | 140 | 140 | 140 | 140 | 140 | 140 | 140 | 140 | 140 | 140 | 140 | 140 | 140 | 140 | 140 | 140 | 140 | 140 | 140 | 140 | 140 | 140 | 140 | 140 | 140 | 140 | 140 | 140 | 140 | 140 | 140 | 140 | 140 | 140 | 140
50FP | Supply Demand Balance | 49FP - 48FP | Ml/d | 2 | 0 | 0 | 1.3153 | 1.2863 | 1.2822 | 1.2813 | 1.3054 | 1.3636 | 0.93015 | 0.98678 | 1.0427 | 1.0909 | 1.1468 | 1.2148 | 1.2845 | 1.3518 | 1.4088 | 1.4602 | 1.5248 | 1.5891 | 1.6522 | 1.7287 | 1.802 | 1.8736 | 1.9355 | 1.973 | 2.0134 | 2.0513 | 2.0937 | 2.13 | 2.1702 | 2.2089 | 2.2063 | 2.2043 | 2.2023 | 2.1985 | 2.1936 | 2.1867 | 2.1799 | 2.1725 | 2.1655 | 2.1579 | 2.1502 | 2.1416 | 2.1323 | 2.1228 | 2.1128 | 2.102 | 2.0911 | 2.0806 | 2.0704 | 2.0607 | 2.0512 | 2.042 | 2.0331 | 2.024 | 2.015 | 2.0062 | 1.9976 | 1.989 | 1.9802 | 1.9708 | 1.9609 | 1.9503 | 1.9399 | 1.9297
Data for Charts
DYAA Baseline |  |  |  |  | 2019-20 | 2020-21 | 2021-22 | 2022-23 | 2023-24 | 2024-25 | 2025-26 | 2026-27 | 2027-28 | 2028-29 | 2029-30 | 2030-31 | 2031-32 | 2032-33 | 2033-34 | 2034-35 | 2035-36 | 2036-37 | 2037-38 | 2038-39 | 2039-40 | 2040-41 | 2041-42 | 2042-43 | 2043-44 | 2044-45 | 2045-46 | 2046-47 | 2047-48 | 2048-49 | 2049-50 | 2050-51 | 2051-52 | 2052-53 | 2053-54 | 2054-55 | 2055-56 | 2056-57 | 2057-58 | 2058-59 | 2059-60 | 2060-61 | 2061-62 | 2062-63 | 2063-64 | 2064-65 | 2065-66 | 2066-67 | 2067-68 | 2068-69 | 2069-70 | 2070-71 | 2071-72 | 2072-73 | 2073-74 | 2074-75 | 2075-76 | 2076-77 | 2077-78 | 2078-79 | 2079-80 | 2080-81 | 2081-82 | 2082-83 | 2083-84 | 2084-85 | 2085-86 | 2086-87 | 2087-88 | 2088-89 | 2089-90 | 2090-91 | 2091-92 | 2092-93 | 2093-94 | 2094-95 | 2095-96 | 2096-97 | 2097-98 | 2098-99 | 2099-100
| Measured HH consumption |  | Ml/d | 2 | 0 | 0 | 1.0205 | 1.0411 | 1.0779 | 1.1223 | 1.1567 | 1.2027 | 1.2657 | 1.325 | 1.3811 | 1.4351 | 1.4764 | 1.5095 | 1.5485 | 1.589 | 1.6322 | 1.6794 | 1.7187 | 1.7572 | 1.7946 | 1.8292 | 1.8634 | 1.8961 | 1.9268 | 1.9562 | 1.9844 | 2.0118 | 2.0385 | 2.0647 | 2.0902 | 2.0693 | 2.0898 | 2.1102 | 2.1305 | 2.1514 | 2.1683 | 2.1814 | 2.1946 | 2.2079 | 2.2209 | 2.2341 | 2.2473 | 2.2612 | 2.2752 | 2.2891 | 2.3032 | 2.3176 | 2.3322 | 2.3466 | 2.3609 | 2.3749 | 2.3888 | 2.4026 | 2.4161 | 2.4298 | 2.4435 | 2.4569 | 2.4702 | 2.4835 | 2.4968 | 2.5091 | 2.5204 | 2.5319 | 2.5432 | 2.5543
| Unmeasured HH consumption |  | Ml/d | 2 | 0 | 0 | 2.5243 | 2.4331 | 2.3623 | 2.2888 | 2.2193 | 2.1768 | 2.1341 | 2.0914 | 2.0485 | 2.0108 | 1.9779 | 1.9451 | 1.9122 | 1.8798 | 1.848 | 1.8162 | 1.7836 | 1.7514 | 1.7187 | 1.6873 | 1.6574 | 1.6289 | 1.6014 | 1.5751 | 1.5499 | 1.5258 | 1.5016 | 1.4774 | 1.4531 | 1.4319 | 1.4132 | 1.3947 | 1.376 | 1.3581 | 1.3447 | 1.3364 | 1.3282 | 1.3203 | 1.3125 | 1.3048 | 1.2971 | 1.2895 | 1.282 | 1.2747 | 1.2675 | 1.2603 | 1.2533 | 1.2462 | 1.239 | 1.2317 | 1.2246 | 1.2172 | 1.2099 | 1.2027 | 1.1956 | 1.1886 | 1.1817 | 1.1749 | 1.1682 | 1.1629 | 1.1588 | 1.155 | 1.1511 | 1.1474
| Non-HH consumption |  | Ml/d | 2 | 0 | 0 | 2.0016 | 1.9822 | 2.0824 | 2.1735 | 2.3805 | 2.4238 | 2.4248 | 2.4269 | 2.4289 | 2.4304 | 2.4316 | 2.432 | 2.4328 | 2.4335 | 2.4342 | 2.4349 | 2.4357 | 2.4365 | 2.4372 | 2.4379 | 2.4386 | 2.4392 | 2.4398 | 2.4403 | 2.4409 | 2.4414 | 2.442 | 2.4424 | 2.4429 | 2.4434 | 2.4438 | 2.444 | 2.4442 | 2.4443 | 2.4444 | 2.4445 | 2.4446 | 2.4447 | 2.4448 | 2.4449 | 2.4449 | 2.445 | 2.4451 | 2.4452 | 2.4453 | 2.4453 | 2.4454 | 2.4455 | 2.4455 | 2.4456 | 2.4456 | 2.4456 | 2.4457 | 2.4457 | 2.4457 | 2.4457 | 2.4456 | 2.4456 | 2.4456 | 2.4455 | 2.4455 | 2.4454 | 2.4453 | 2.4453
| Total Leakage |  | Ml/d | 2 | 0 | 0 | 1.4353 | 1.6315 | 1.5777 | 1.5239 | 1.5239 | 1.5239 | 1.5239 | 1.5239 | 1.5239 | 1.5239 | 1.5239 | 1.5239 | 1.5239 | 1.5239 | 1.5239 | 1.5239 | 1.5239 | 1.5239 | 1.5239 | 1.5239 | 1.5239 | 1.5239 | 1.5239 | 1.5239 | 1.5239 | 1.5239 | 1.5239 | 1.5239 | 1.5239 | 1.5239 | 1.5239 | 1.5239 | 1.5239 | 1.5239 | 1.5239 | 1.5239 | 1.5239 | 1.5239 | 1.5239 | 1.5239 | 1.5239 | 1.5239 | 1.5239 | 1.5239 | 1.5239 | 1.5239 | 1.5239 | 1.5239 | 1.5239 | 1.5239 | 1.5239 | 1.5239 | 1.5239 | 1.5239 | 1.5239 | 1.5239 | 1.5239 | 1.5239 | 1.5239 | 1.5239 | 1.5239 | 1.5239 | 1.5239 | 1.5239
| Other demand components |  | Ml/d | 2 | 0 | 0 | 0.16339 | 0.163 | 0.16284 | 0.16263 | 0.16404 | 0.16388 | 0.16363 | 0.1634 | 0.16317 | 0.16296 | 0.16281 | 0.16273 | 0.16262 | 0.16251 | 0.16238 | 0.16222 | 0.16211 | 0.16201 | 0.16191 | 0.16182 | 0.16173 | 0.16165 | 0.16157 | 0.1615 | 0.16144 | 0.16138 | 0.16132 | 0.16127 | 0.16122 | 0.16117 | 0.16113 | 0.16108 | 0.16104 | 0.16099 | 0.16094 | 0.1609 | 0.16086 | 0.16082 | 0.16078 | 0.16074 | 0.1607 | 0.16065 | 0.1606 | 0.16055 | 0.16049 | 0.16043 | 0.16037 | 0.16032 | 0.16026 | 0.1602 | 0.16015 | 0.16009 | 0.16004 | 0.15998 | 0.15993 | 0.15988 | 0.15983 | 0.15978 | 0.15974 | 0.15969 | 0.15964 | 0.15958 | 0.15953 | 0.15948
| Total Water Available for use |  | Ml/d | 2 | 0 | 0 | 9.8541 | 9.8469 | 9.8461 | 9.8456 | 9.8338 | 9.8306 | 8.8692 | 8.8679 | 8.8669 | 8.8657 | 8.8651 | 8.865 | 8.8646 | 8.864 | 8.8632 | 8.8621 | 8.8616 | 8.8611 | 8.8607 | 8.8605 | 8.8601 | 8.8598 | 8.8596 | 8.8593 | 8.8591 | 8.8588 | 8.8586 | 8.8585 | 8.8583 | 8.8612 | 8.861 | 8.8609 | 8.8608 | 8.8606 | 8.8603 | 8.86 | 8.8597 | 8.8593 | 8.8589 | 8.8586 | 8.8582 | 8.8577 | 8.8573 | 8.8568 | 8.8564 | 8.8559 | 8.8554 | 8.8549 | 8.8544 | 8.8539 | 8.8535 | 8.853 | 8.8526 | 8.8522 | 8.8517 | 8.8513 | 8.8509 | 8.8504 | 8.85 | 8.8495 | 8.849 | 8.8485 | 8.848 | 8.8475
| Total Demand + Target Headroom |  | Ml/d | 2 | 0 | 0 | 7.7116 | 7.8188 | 7.8312 | 7.8384 | 8.0154 | 8.0625 | 8.0813 | 8.1043 | 8.1185 | 8.1362 | 8.1232 | 8.0932 | 8.0998 | 8.0965 | 8.0982 | 8.1149 | 8.1214 | 8.1291 | 8.1336 | 8.137 | 8.1332 | 8.1293 | 8.1245 | 8.1211 | 8.1152 | 8.1216 | 8.1233 | 8.1263 | 8.1271 | 8.085 | 8.0872 | 8.0891 | 8.0909 | 8.094 | 8.0976 | 8.1026 | 8.1075 | 8.113 | 8.1182 | 8.1237 | 8.1293 | 8.1356 | 8.1422 | 8.1488 | 8.1556 | 8.1629 | 8.1705 | 8.1778 | 8.1849 | 8.1917 | 8.1983 | 8.2048 | 8.2109 | 8.2174 | 8.224 | 8.2304 | 8.2367 | 8.2431 | 8.2496 | 8.2565 | 8.2636 | 8.2711 | 8.2785 | 8.2856
DYAA Final Plan |  |  |  |  | 2019-20 | 2020-21 | 2021-22 | 2022-23 | 2023-24 | 2024-25 | 2025-26 | 2026-27 | 2027-28 | 2028-29 | 2029-30 | 2030-31 | 2031-32 | 2032-33 | 2033-34 | 2034-35 | 2035-36 | 2036-37 | 2037-38 | 2038-39 | 2039-40 | 2040-41 | 2041-42 | 2042-43 | 2043-44 | 2044-45 | 2045-46 | 2046-47 | 2047-48 | 2048-49 | 2049-50 | 2050-51 | 2051-52 | 2052-53 | 2053-54 | 2054-55 | 2055-56 | 2056-57 | 2057-58 | 2058-59 | 2059-60 | 2060-61 | 2061-62 | 2062-63 | 2063-64 | 2064-65 | 2065-66 | 2066-67 | 2067-68 | 2068-69 | 2069-70 | 2070-71 | 2071-72 | 2072-73 | 2073-74 | 2074-75 | 2075-76 | 2076-77 | 2077-78 | 2078-79 | 2079-80 | 2080-81 | 2081-82 | 2082-83 | 2083-84 | 2084-85 | 2085-86 | 2086-87 | 2087-88 | 2088-89 | 2089-90 | 2090-91 | 2091-92 | 2092-93 | 2093-94 | 2094-95 | 2095-96 | 2096-97 | 2097-98 | 2098-99 | 2099-100
| Measured HH consumption |  | Ml/d | 2 | 0 | 0 | 1.0205 | 1.0411 | 1.0779 | 1.1223 | 1.1029 | 1.2168 | 1.3305 | 1.3996 | 1.4505 | 1.4951 | 1.5264 | 1.5486 | 1.5721 | 1.5964 | 1.6137 | 1.6335 | 1.6521 | 1.6695 | 1.6851 | 1.6978 | 1.7099 | 1.7201 | 1.7334 | 1.7556 | 1.7768 | 1.7976 | 1.8173 | 1.8364 | 1.8547 | 1.8463 | 1.8638 | 1.8811 | 1.8983 | 1.9166 | 1.9318 | 1.9444 | 1.9569 | 1.9695 | 1.9819 | 1.9945 | 2.0073 | 2.0207 | 2.0346 | 2.0486 | 2.063 | 2.0778 | 2.0927 | 2.1074 | 2.1218 | 2.1359 | 2.1498 | 2.1636 | 2.1771 | 2.1906 | 2.204 | 2.2173 | 2.2302 | 2.243 | 2.256 | 2.2683 | 2.2799 | 2.2919 | 2.3038 | 2.3154
| Unmeasured HH consumption |  | Ml/d | 2 | 0 | 0 | 2.5243 | 2.4331 | 2.3623 | 2.2888 | 2.1576 | 2.0265 | 1.8752 | 1.7882 | 1.7187 | 1.6607 | 1.6084 | 1.5571 | 1.502 | 1.4483 | 1.4078 | 1.3701 | 1.3233 | 1.2777 | 1.2324 | 1.1893 | 1.1482 | 1.109 | 1.0758 | 1.0525 | 1.0303 | 1.009 | 0.98777 | 0.96663 | 0.94549 | 0.92681 | 0.91221 | 0.89768 | 0.88308 | 0.86906 | 0.85856 | 0.85212 | 0.84568 | 0.83957 | 0.83345 | 0.82744 | 0.82142 | 0.8155 | 0.80967 | 0.80393 | 0.79828 | 0.7927 | 0.78721 | 0.78167 | 0.77605 | 0.77038 | 0.76477 | 0.759 | 0.75331 | 0.74769 | 0.74215 | 0.73669 | 0.73131 | 0.726 | 0.72076 | 0.71658 | 0.71339 | 0.71043 | 0.70747 | 0.70457
| Non-HH consumption |  | Ml/d | 2 | 0 | 0 | 2.0016 | 1.9822 | 2.0824 | 2.1735 | 2.3403 | 2.3434 | 2.3443 | 2.3462 | 2.348 | 2.3492 | 2.3501 | 2.3503 | 2.3507 | 2.3511 | 2.3514 | 2.3518 | 2.3522 | 2.3531 | 2.354 | 2.3549 | 2.3558 | 2.3566 | 2.3575 | 2.3582 | 2.359 | 2.3598 | 2.3605 | 2.3613 | 2.362 | 2.3624 | 2.3629 | 2.3631 | 2.3633 | 2.3634 | 2.3635 | 2.3637 | 2.3638 | 2.3639 | 2.3639 | 2.364 | 2.3641 | 2.3642 | 2.3643 | 2.3644 | 2.3645 | 2.3646 | 2.3646 | 2.3647 | 2.3648 | 2.3648 | 2.3649 | 2.3649 | 2.365 | 2.365 | 2.365 | 2.365 | 2.365 | 2.365 | 2.3649 | 2.3649 | 2.3649 | 2.3648 | 2.3648 | 2.3647
| Total Leakage |  | Ml/d | 2 | 0 | 0 | 1.4353 | 1.6315 | 1.5777 | 1.5239 | 1.4991 | 1.4742 | 1.4494 | 1.4246 | 1.3997 | 1.3749 | 1.3501 | 1.3252 | 1.3004 | 1.2756 | 1.2507 | 1.2259 | 1.2011 | 1.1762 | 1.1514 | 1.1175 | 1.0837 | 1.0498 | 1.0159 | 0.98209 | 0.94822 | 0.91436 | 0.88049 | 0.84663 | 0.81276 | 0.81276 | 0.81276 | 0.81276 | 0.81276 | 0.81276 | 0.81276 | 0.81276 | 0.81276 | 0.81276 | 0.81276 | 0.81276 | 0.81276 | 0.81276 | 0.81276 | 0.81276 | 0.81276 | 0.81276 | 0.81276 | 0.81276 | 0.81276 | 0.81276 | 0.81276 | 0.81276 | 0.81276 | 0.81276 | 0.81276 | 0.81276 | 0.81276 | 0.81276 | 0.81276 | 0.81276 | 0.81276 | 0.81276 | 0.81276 | 0.81276
| Other demand components |  | Ml/d | 2 | 0 | 0 | 0.16339 | 0.163 | 0.16284 | 0.16263 | 0.16419 | 0.16412 | 0.16379 | 0.16353 | 0.16329 | 0.16308 | 0.16293 | 0.16284 | 0.16272 | 0.16261 | 0.16249 | 0.16234 | 0.16223 | 0.16213 | 0.16203 | 0.16194 | 0.16185 | 0.16177 | 0.16169 | 0.16162 | 0.16156 | 0.1615 | 0.16144 | 0.16139 | 0.16134 | 0.16129 | 0.16125 | 0.1612 | 0.16116 | 0.16111 | 0.16107 | 0.16102 | 0.16098 | 0.16094 | 0.1609 | 0.16086 | 0.16082 | 0.16077 | 0.16072 | 0.16067 | 0.16061 | 0.16055 | 0.16049 | 0.16044 | 0.16038 | 0.16032 | 0.16027 | 0.16021 | 0.16016 | 0.1601 | 0.16005 | 0.16 | 0.15995 | 0.15991 | 0.15986 | 0.15981 | 0.15976 | 0.15971 | 0.15965 | 0.1596
| Total Water Available for use |  | Ml/d | 2 | 0 | 0 | 10.1941 | 10.1869 | 10.1861 | 10.1856 | 10.1738 | 10.1706 | 9.2092 | 9.2079 | 9.2069 | 9.2057 | 9.2051 | 9.205 | 9.2046 | 9.204 | 9.2032 | 9.2021 | 9.2016 | 9.2011 | 9.2007 | 9.2005 | 9.2001 | 9.1998 | 9.1996 | 9.1993 | 9.1991 | 9.1988 | 9.1986 | 9.1985 | 9.1983 | 9.2012 | 9.201 | 9.2009 | 9.2008 | 9.2006 | 9.2003 | 9.2 | 9.1997 | 9.1993 | 9.1989 | 9.1986 | 9.1982 | 9.1977 | 9.1973 | 9.1968 | 9.1964 | 9.1959 | 9.1954 | 9.1949 | 9.1944 | 9.1939 | 9.1935 | 9.193 | 9.1926 | 9.1922 | 9.1917 | 9.1913 | 9.1909 | 9.1904 | 9.19 | 9.1895 | 9.189 | 9.1885 | 9.188 | 9.1875
| Total Demand + Target Headroom |  | Ml/d | 2 | 0 | 0 | 7.7116 | 7.8188 | 7.8312 | 7.8384 | 7.835 | 7.7965 | 7.7322 | 7.6958 | 7.6532 | 7.616 | 7.5485 | 7.4639 | 7.4078 | 7.3417 | 7.2837 | 7.2418 | 7.1884 | 7.1367 | 7.0822 | 7.0185 | 6.9477 | 6.8769 | 6.8153 | 6.7741 | 6.7305 | 6.6995 | 6.6636 | 6.6289 | 6.592 | 6.5649 | 6.5683 | 6.5711 | 6.5739 | 6.5782 | 6.5831 | 6.5893 | 6.5954 | 6.602 | 6.6083 | 6.6149 | 6.6218 | 6.6293 | 6.6374 | 6.6458 | 6.6544 | 6.6637 | 6.6732 | 6.6823 | 6.6911 | 6.6996 | 6.7079 | 6.7159 | 6.7236 | 6.7315 | 6.7394 | 6.7471 | 6.7545 | 6.762 | 6.7696 | 6.7777 | 6.786 | 6.795 | 6.8038 | 6.8124
DYCP Baseline |  |  |  |  | 2019-20 | 2020-21 | 2021-22 | 2022-23 | 2023-24 | 2024-25 | 2025-26 | 2026-27 | 2027-28 | 2028-29 | 2029-30 | 2030-31 | 2031-32 | 2032-33 | 2033-34 | 2034-35 | 2035-36 | 2036-37 | 2037-38 | 2038-39 | 2039-40 | 2040-41 | 2041-42 | 2042-43 | 2043-44 | 2044-45 | 2045-46 | 2046-47 | 2047-48 | 2048-49 | 2049-50 | 2050-51 | 2051-52 | 2052-53 | 2053-54 | 2054-55 | 2055-56 | 2056-57 | 2057-58 | 2058-59 | 2059-60 | 2060-61 | 2061-62 | 2062-63 | 2063-64 | 2064-65 | 2065-66 | 2066-67 | 2067-68 | 2068-69 | 2069-70 | 2070-71 | 2071-72 | 2072-73 | 2073-74 | 2074-75 | 2075-76 | 2076-77 | 2077-78 | 2078-79 | 2079-80 | 2080-81 | 2081-82 | 2082-83 | 2083-84 | 2084-85 | 2085-86 | 2086-87 | 2087-88 | 2088-89 | 2089-90 | 2090-91 | 2091-92 | 2092-93 | 2093-94 | 2094-95 | 2095-96 | 2096-97 | 2097-98 | 2098-99 | 2099-100
| Measured HH consumption |  | Ml/d | 2 | 0 | 0 | 1.1712 | 1.1953 | 1.2375 | 1.2886 | 1.3281 | 1.3808 | 1.4531 | 1.5212 | 1.5855 | 1.6475 | 1.6949 | 1.7329 | 1.7776 | 1.8241 | 1.8738 | 1.928 | 1.973 | 2.0172 | 2.0602 | 2.0999 | 2.1391 | 2.1767 | 2.2119 | 2.2456 | 2.2781 | 2.3095 | 2.3401 | 2.3702 | 2.3995 | 2.3755 | 2.3991 | 2.4224 | 2.4457 | 2.4697 | 2.4891 | 2.5042 | 2.5193 | 2.5346 | 2.5496 | 2.5647 | 2.5799 | 2.5958 | 2.6119 | 2.6279 | 2.644 | 2.6606 | 2.6773 | 2.6939 | 2.7103 | 2.7264 | 2.7423 | 2.7582 | 2.7736 | 2.7894 | 2.8051 | 2.8206 | 2.8358 | 2.8511 | 2.8663 | 2.8805 | 2.8935 | 2.9067 | 2.9196 | 2.9323
| Unmeasured HH consumption |  | Ml/d | 2 | 0 | 0 | 3.1213 | 3.0085 | 2.9209 | 2.8301 | 2.7441 | 2.6916 | 2.6388 | 2.5859 | 2.5329 | 2.4863 | 2.4456 | 2.4051 | 2.3644 | 2.3243 | 2.285 | 2.2457 | 2.2054 | 2.1655 | 2.1251 | 2.0862 | 2.0493 | 2.0141 | 1.9801 | 1.9476 | 1.9165 | 1.8867 | 1.8567 | 1.8268 | 1.7968 | 1.7705 | 1.7474 | 1.7245 | 1.7014 | 1.6793 | 1.6627 | 1.6525 | 1.6423 | 1.6326 | 1.6229 | 1.6133 | 1.6038 | 1.5944 | 1.5852 | 1.5761 | 1.5672 | 1.5584 | 1.5496 | 1.5409 | 1.532 | 1.523 | 1.5141 | 1.505 | 1.496 | 1.4871 | 1.4784 | 1.4697 | 1.4612 | 1.4528 | 1.4445 | 1.4379 | 1.4328 | 1.4281 | 1.4233 | 1.4187
| Non-HH consumption |  | Ml/d | 2 | 0 | 0 | 2.0988 | 1.9931 | 2.093 | 2.1837 | 2.3912 | 2.4345 | 2.4356 | 2.4377 | 2.4397 | 2.4412 | 2.4425 | 2.4429 | 2.4437 | 2.4444 | 2.4451 | 2.4459 | 2.4467 | 2.4475 | 2.4482 | 2.449 | 2.4496 | 2.4503 | 2.4509 | 2.4515 | 2.4521 | 2.4526 | 2.4532 | 2.4537 | 2.4542 | 2.4547 | 2.4551 | 2.4553 | 2.4555 | 2.4557 | 2.4559 | 2.456 | 2.4561 | 2.4562 | 2.4564 | 2.4565 | 2.4566 | 2.4567 | 2.4568 | 2.4569 | 2.457 | 2.4571 | 2.4572 | 2.4573 | 2.4574 | 2.4575 | 2.4575 | 2.4576 | 2.4577 | 2.4577 | 2.4577 | 2.4578 | 2.4578 | 2.4578 | 2.4578 | 2.4577 | 2.4577 | 2.4577 | 2.4576 | 2.4576
| Total Leakage |  | Ml/d | 2 | 0 | 0 | 1.4353 | 1.6315 | 1.5777 | 1.5239 | 1.5239 | 1.5239 | 1.5239 | 1.5239 | 1.5239 | 1.5239 | 1.5239 | 1.5239 | 1.5239 | 1.5239 | 1.5239 | 1.5239 | 1.5239 | 1.5239 | 1.5239 | 1.5239 | 1.5239 | 1.5239 | 1.5239 | 1.5239 | 1.5239 | 1.5239 | 1.5239 | 1.5239 | 1.5239 | 1.5239 | 1.5239 | 1.5239 | 1.5239 | 1.5239 | 1.5239 | 1.5239 | 1.5239 | 1.5239 | 1.5239 | 1.5239 | 1.5239 | 1.5239 | 1.5239 | 1.5239 | 1.5239 | 1.5239 | 1.5239 | 1.5239 | 1.5239 | 1.5239 | 1.5239 | 1.5239 | 1.5239 | 1.5239 | 1.5239 | 1.5239 | 1.5239 | 1.5239 | 1.5239 | 1.5239 | 1.5239 | 1.5239 | 1.5239 | 1.5239
| Other demand components |  | Ml/d | 2 | 0 | 0 | 0.16339 | 0.163 | 0.16284 | 0.16263 | 0.16404 | 0.16388 | 0.16363 | 0.1634 | 0.16317 | 0.16296 | 0.16281 | 0.16273 | 0.16262 | 0.16251 | 0.16238 | 0.16222 | 0.16211 | 0.16201 | 0.16191 | 0.16182 | 0.16173 | 0.16165 | 0.16157 | 0.1615 | 0.16144 | 0.16138 | 0.16132 | 0.16127 | 0.16122 | 0.16117 | 0.16113 | 0.16108 | 0.16104 | 0.16099 | 0.16094 | 0.1609 | 0.16086 | 0.16082 | 0.16078 | 0.16074 | 0.1607 | 0.16065 | 0.1606 | 0.16055 | 0.16049 | 0.16043 | 0.16037 | 0.16032 | 0.16026 | 0.1602 | 0.16015 | 0.16009 | 0.16004 | 0.15998 | 0.15993 | 0.15988 | 0.15983 | 0.15978 | 0.15974 | 0.15969 | 0.15964 | 0.15958 | 0.15953 | 0.15948
| Total Water Available for use |  | Ml/d | 2 | 0 | 0 | 9.8067 | 9.8066 | 9.8065 | 9.8067 | 9.7957 | 9.7928 | 9.2714 | 9.2702 | 9.2693 | 9.2682 | 9.2677 | 9.2678 | 9.2675 | 9.267 | 9.2663 | 9.2652 | 9.2648 | 9.2645 | 9.2643 | 9.2642 | 9.264 | 9.2638 | 9.2637 | 9.2636 | 9.2634 | 9.2633 | 9.2632 | 9.2632 | 9.2632 | 9.2666 | 9.2665 | 9.2665 | 9.2664 | 9.2663 | 9.2661 | 9.2658 | 9.2654 | 9.265 | 9.2647 | 9.2643 | 9.2639 | 9.2635 | 9.263 | 9.2625 | 9.262 | 9.2615 | 9.2609 | 9.2604 | 9.2599 | 9.2594 | 9.2589 | 9.2585 | 9.258 | 9.2576 | 9.2571 | 9.2566 | 9.2562 | 9.2557 | 9.2552 | 9.2547 | 9.2542 | 9.2536 | 9.2531 | 9.2525
| Total Demand + Target Headroom |  | Ml/d | 2 | 0 | 0.50132 | 8.519 | 8.5238 | 8.5284 | 8.5305 | 8.6843 | 8.7208 | 8.7349 | 8.746 | 8.7543 | 8.7676 | 8.7704 | 8.764 | 8.7643 | 8.7685 | 8.7756 | 8.7873 | 8.7888 | 8.7927 | 8.7913 | 8.7895 | 8.7907 | 8.7908 | 8.7915 | 8.7892 | 8.7888 | 8.7854 | 8.7878 | 8.7869 | 8.7835 | 8.7337 | 8.7346 | 8.7352 | 8.7356 | 8.7376 | 8.7405 | 8.7455 | 8.7504 | 8.7561 | 8.7615 | 8.7671 | 8.7729 | 8.7794 | 8.7864 | 8.7934 | 8.8006 | 8.8084 | 8.8164 | 8.8243 | 8.8318 | 8.8389 | 8.846 | 8.8528 | 8.8592 | 8.8661 | 8.873 | 8.8798 | 8.8865 | 8.8933 | 8.9002 | 8.9077 | 8.9155 | 8.9239 | 8.932 | 8.94
DYCP Final Plan |  |  |  |  | 2019-20 | 2020-21 | 2021-22 | 2022-23 | 2023-24 | 2024-25 | 2025-26 | 2026-27 | 2027-28 | 2028-29 | 2029-30 | 2030-31 | 2031-32 | 2032-33 | 2033-34 | 2034-35 | 2035-36 | 2036-37 | 2037-38 | 2038-39 | 2039-40 | 2040-41 | 2041-42 | 2042-43 | 2043-44 | 2044-45 | 2045-46 | 2046-47 | 2047-48 | 2048-49 | 2049-50 | 2050-51 | 2051-52 | 2052-53 | 2053-54 | 2054-55 | 2055-56 | 2056-57 | 2057-58 | 2058-59 | 2059-60 | 2060-61 | 2061-62 | 2062-63 | 2063-64 | 2064-65 | 2065-66 | 2066-67 | 2067-68 | 2068-69 | 2069-70 | 2070-71 | 2071-72 | 2072-73 | 2073-74 | 2074-75 | 2075-76 | 2076-77 | 2077-78 | 2078-79 | 2079-80 | 2080-81 | 2081-82 | 2082-83 | 2083-84 | 2084-85 | 2085-86 | 2086-87 | 2087-88 | 2088-89 | 2089-90 | 2090-91 | 2091-92 | 2092-93 | 2093-94 | 2094-95 | 2095-96 | 2096-97 | 2097-98 | 2098-99 | 2099-100
| Measured HH consumption |  | Ml/d | 2 | 0 | 0 | 1.1712 | 1.1953 | 1.2375 | 1.2886 | 1.2662 | 1.397 | 1.5275 | 1.6068 | 1.6652 | 1.7165 | 1.7523 | 1.7778 | 1.8049 | 1.8327 | 1.8527 | 1.8754 | 1.8969 | 1.9168 | 1.9347 | 1.9494 | 1.9633 | 1.9751 | 1.9903 | 2.0159 | 2.0404 | 2.0643 | 2.087 | 2.109 | 2.1301 | 2.1204 | 2.1406 | 2.1604 | 2.1802 | 2.2011 | 2.2186 | 2.2331 | 2.2474 | 2.262 | 2.2761 | 2.2907 | 2.3054 | 2.3208 | 2.3367 | 2.3529 | 2.3693 | 2.3864 | 2.4035 | 2.4203 | 2.4369 | 2.4531 | 2.4691 | 2.485 | 2.5004 | 2.516 | 2.5314 | 2.5466 | 2.5614 | 2.5762 | 2.591 | 2.6051 | 2.6185 | 2.6323 | 2.6459 | 2.6593
| Unmeasured HH consumption |  | Ml/d | 2 | 0 | 0 | 3.1213 | 3.0085 | 2.9209 | 2.8301 | 2.6678 | 2.5057 | 2.3186 | 2.211 | 2.1251 | 2.0534 | 1.9888 | 1.9253 | 1.8572 | 1.7907 | 1.7407 | 1.694 | 1.6362 | 1.5798 | 1.5239 | 1.4705 | 1.4197 | 1.3713 | 1.3302 | 1.3014 | 1.2739 | 1.2476 | 1.2214 | 1.1952 | 1.1691 | 1.146 | 1.1279 | 1.11 | 1.0919 | 1.0746 | 1.0616 | 1.0536 | 1.0457 | 1.0381 | 1.0305 | 1.0231 | 1.0157 | 1.0083 | 1.0011 | 0.99404 | 0.98705 | 0.98016 | 0.97336 | 0.96652 | 0.95956 | 0.95255 | 0.94562 | 0.93848 | 0.93144 | 0.9245 | 0.91766 | 0.9109 | 0.90424 | 0.89768 | 0.8912 | 0.88604 | 0.8821 | 0.87843 | 0.87477 | 0.87119
| Non-HH consumption |  | Ml/d | 2 | 0 | 0 | 2.0988 | 1.9931 | 2.093 | 2.1837 | 2.3516 | 2.3552 | 2.3559 | 2.3577 | 2.3593 | 2.3603 | 2.3611 | 2.361 | 2.3613 | 2.3615 | 2.3617 | 2.3618 | 2.362 | 2.3628 | 2.3635 | 2.3641 | 2.3648 | 2.3653 | 2.3659 | 2.3664 | 2.3669 | 2.3674 | 2.3679 | 2.3683 | 2.3688 | 2.3692 | 2.3697 | 2.3699 | 2.3701 | 2.3703 | 2.3704 | 2.3706 | 2.3707 | 2.3708 | 2.3709 | 2.371 | 2.3711 | 2.3712 | 2.3714 | 2.3715 | 2.3716 | 2.3716 | 2.3717 | 2.3718 | 2.3719 | 2.372 | 2.3721 | 2.3721 | 2.3722 | 2.3722 | 2.3722 | 2.3723 | 2.3723 | 2.3723 | 2.3722 | 2.3722 | 2.3722 | 2.3722 | 2.3721 | 2.3721
| Total Leakage |  | Ml/d | 2 | 0 | 0 | 1.4353 | 1.6315 | 1.5777 | 1.5239 | 1.4991 | 1.4742 | 1.4494 | 1.4246 | 1.3997 | 1.3749 | 1.3501 | 1.3252 | 1.3004 | 1.2756 | 1.2507 | 1.2259 | 1.2011 | 1.1762 | 1.1514 | 1.1175 | 1.0837 | 1.0498 | 1.0159 | 0.98209 | 0.94822 | 0.91436 | 0.88049 | 0.84663 | 0.81276 | 0.81276 | 0.81276 | 0.81276 | 0.81276 | 0.81276 | 0.81276 | 0.81276 | 0.81276 | 0.81276 | 0.81276 | 0.81276 | 0.81276 | 0.81276 | 0.81276 | 0.81276 | 0.81276 | 0.81276 | 0.81276 | 0.81276 | 0.81276 | 0.81276 | 0.81276 | 0.81276 | 0.81276 | 0.81276 | 0.81276 | 0.81276 | 0.81276 | 0.81276 | 0.81276 | 0.81276 | 0.81276 | 0.81276 | 0.81276 | 0.81276
| Other demand components |  | Ml/d | 2 | 0 | 0 | 0.16339 | 0.163 | 0.16284 | 0.16263 | 0.16419 | 0.16412 | 0.16379 | 0.16353 | 0.16329 | 0.16308 | 0.16293 | 0.16284 | 0.16272 | 0.16261 | 0.16249 | 0.16234 | 0.16223 | 0.16213 | 0.16203 | 0.16194 | 0.16185 | 0.16177 | 0.16169 | 0.16162 | 0.16156 | 0.1615 | 0.16144 | 0.16139 | 0.16134 | 0.16129 | 0.16125 | 0.1612 | 0.16116 | 0.16111 | 0.16107 | 0.16102 | 0.16098 | 0.16094 | 0.1609 | 0.16086 | 0.16082 | 0.16077 | 0.16072 | 0.16067 | 0.16061 | 0.16055 | 0.16049 | 0.16044 | 0.16038 | 0.16032 | 0.16027 | 0.16021 | 0.16016 | 0.1601 | 0.16005 | 0.16 | 0.15995 | 0.15991 | 0.15986 | 0.15981 | 0.15976 | 0.15971 | 0.15965 | 0.1596
| Total Water Available for use |  | Ml/d | 2 | 0 | 0 | 9.8067 | 9.8066 | 9.8065 | 9.8067 | 9.7957 | 9.7928 | 9.2714 | 9.2702 | 9.2693 | 9.2682 | 9.2677 | 9.2678 | 9.2675 | 9.267 | 9.2663 | 9.2652 | 9.2648 | 9.2645 | 9.2643 | 9.2642 | 9.264 | 9.2638 | 9.2637 | 9.2636 | 9.2634 | 9.2633 | 9.2632 | 9.2632 | 9.2632 | 9.2666 | 9.2665 | 9.2665 | 9.2664 | 9.2663 | 9.2661 | 9.2658 | 9.2654 | 9.265 | 9.2647 | 9.2643 | 9.2639 | 9.2635 | 9.263 | 9.2625 | 9.262 | 9.2615 | 9.2609 | 9.2604 | 9.2599 | 9.2594 | 9.2589 | 9.2585 | 9.258 | 9.2576 | 9.2571 | 9.2566 | 9.2562 | 9.2557 | 9.2552 | 9.2547 | 9.2542 | 9.2536 | 9.2531 | 9.2525
| Total Demand + Target Headroom |  | Ml/d | 2 | 0 | 0 | 8.4914 | 8.5203 | 8.5244 | 8.5254 | 8.4903 | 8.4291 | 8.3412 | 8.2834 | 8.2266 | 8.1773 | 8.1208 | 8.053 | 7.983 | 7.9152 | 7.8574 | 7.805 | 7.7401 | 7.6754 | 7.6121 | 7.5355 | 7.462 | 7.3902 | 7.3282 | 7.2905 | 7.2501 | 7.212 | 7.1695 | 7.1331 | 7.093 | 7.0577 | 7.0602 | 7.0622 | 7.0641 | 7.0678 | 7.0725 | 7.0791 | 7.0855 | 7.0926 | 7.0992 | 7.1064 | 7.1137 | 7.1219 | 7.1307 | 7.1398 | 7.1493 | 7.1594 | 7.1698 | 7.1798 | 7.1895 | 7.1987 | 7.2078 | 7.2165 | 7.2249 | 7.2335 | 7.2421 | 7.2505 | 7.2586 | 7.2667 | 7.275 | 7.2839 | 7.2933 | 7.3034 | 7.3132 | 7.3229

## NWLKLD
Back to title page
Table 3a: DYAA - Baseline
Table 3b: DYAA - Final plan Options
Table 3c: DYAA - Final plan
Table 3d: DYCP - Baseline
Table 3e: DYCP - Final plan Options
Table 3f: DYCP - Final plan
Water Company | Northumbrian Water | Version | 6
WRZ | NWLKLD | Planning Scenario | DYAA
Table 3a: DYAA - Baseline | Back to top of sheet
WRMP24 reference | Component | Derivation | Unit | Decimal places | 2019-20 | 2020-21 | 2021-22 | 2022-23 | 2023-24 | 2024-25 | 2025-26 | 2026-27 | 2027-28 | 2028-29 | 2029-30 | 2030-31 | 2031-32 | 2032-33 | 2033-34 | 2034-35 | 2035-36 | 2036-37 | 2037-38 | 2038-39 | 2039-40 | 2040-41 | 2041-42 | 2042-43 | 2043-44 | 2044-45 | 2045-46 | 2046-47 | 2047-48 | 2048-49 | 2049-50 | 2050-51 | 2051-52 | 2052-53 | 2053-54 | 2054-55 | 2055-56 | 2056-57 | 2057-58 | 2058-59 | 2059-60 | 2060-61 | 2061-62 | 2062-63 | 2063-64 | 2064-65 | 2065-66 | 2066-67 | 2067-68 | 2068-69 | 2069-70 | 2070-71 | 2071-72 | 2072-73 | 2073-74 | 2074-75 | 2075-76 | 2076-77 | 2077-78 | 2078-79 | 2079-80 | 2080-81 | 2081-82 | 2082-83 | 2083-84 | 2084-85 | 2085-86 | 2086-87 | 2087-88 | 2088-89 | 2089-90 | 2090-91 | 2091-92 | 2092-93 | 2093-94 | 2094-95 | 2095-96 | 2096-97 | 2097-98 | 2098-99 | 2099-100
1BL | Raw water abstracted | Input | Ml/d | 2 |  |  | 812.6889 | 790.1828 | 793.8017 | 797.1004 | 833.4374 | 881.7442 | 897.2438 | 912.6477 | 950.988 | 951.6971 | 952.4339 | 953.0542 | 953.8384 | 954.7434 | 955.293 | 955.7713 | 955.9307 | 956.14 | 956.3436 | 956.345 | 956.6478 | 956.9795 | 957.3096 | 957.6993 | 958.1769 | 958.7184 | 958.2326 | 958.6749 | 959.0141 | 955.8131 | 955.7557 | 955.563 | 955.2955 | 955.0955 | 954.9609 | 955.0721 | 955.1767 | 955.3848 | 955.5911 | 955.8336 | 956.0579 | 956.3576 | 956.693 | 957.0436 | 957.413 | 957.8091 | 958.2347 | 958.6573 | 959.1208 | 959.5643 | 959.9782 | 960.3548 | 960.7782 | 961.2283 | 961.6795 | 962.1221 | 962.5647 | 963.0223 | 963.4906 | 963.9989 | 964.4896 | 965.0959 | 965.6558 | 966.2198
1.1BL | Non-potable water supplies (if applicable) | Input | Ml/d | 2 |  |  | 90 | 90 | 90 | 90 | 140 | 140 | 140 | 190 | 190 | 190 | 190 | 190 | 190 | 190 | 190 | 190 | 190 | 190 | 190 | 330 | 330 | 330 | 330 | 330 | 330 | 330 | 330 | 330 | 330 | 330 | 330 | 330 | 330 | 330 | 330 | 330 | 330 | 330 | 330 | 330 | 330 | 330 | 330 | 330 | 330 | 330 | 330 | 330 | 330 | 330 | 330 | 330 | 330 | 330 | 330 | 330 | 330 | 330 | 330 | 330 | 330 | 330 | 330 | 330
2BL | Raw water imported | Input | Ml/d | 2 |  |  | 0 | 0 | 0 | 0 | 0 | 0 | 0 | 0 | 0 | 0 | 0 | 0 | 0 | 0 | 0 | 0 | 0 | 0 | 0 | 0 | 0 | 0 | 0 | 0 | 0 | 0 | 0 | 0 | 0 | 0 | 0 | 0 | 0 | 0 | 0 | 0 | 0 | 0 | 0 | 0 | 0 | 0 | 0 | 0 | 0 | 0 | 0 | 0 | 0 | 0 | 0 | 0 | 0 | 0 | 0 | 0 | 0 | 0 | 0 | 0 | 0 | 0 | 0 | 0
3BL | Potable water imported | Input | Ml/d | 2 |  |  | 0.3 | 0.3 | 0.3 | 0.3 | 0.3 | 0.3 | 0.3 | 0.3 | 0.3 | 0.3 | 0.3 | 0.3 | 0.3 | 0.3 | 0.3 | 0.3 | 0.3 | 0.3 | 0.3 | 0.3 | 0.3 | 0.3 | 0.3 | 0.3 | 0.3 | 0.3 | 0.3 | 0.3 | 0.3 | 0.3 | 0.3 | 0.3 | 0.3 | 0.3 | 0.3 | 0.3 | 0.3 | 0.3 | 0.3 | 0.3 | 0.3 | 0.3 | 0.3 | 0.3 | 0.3 | 0.3 | 0.3 | 0.3 | 0.3 | 0.3 | 0.3 | 0.3 | 0.3 | 0.3 | 0.3 | 0.3 | 0.3 | 0.3 | 0.3 | 0.3 | 0.3 | 0.3 | 0.3 | 0.3
4BL | Raw water exported enter as -ve | Input | Ml/d | 2 |  |  | 0 | 0 | 0 | 0 | 0 | 0 | 0 | 0 | 0 | 0 | 0 | 0 | 0 | 0 | 0 | 0 | 0 | 0 | 0 | 0 | 0 | 0 | 0 | 0 | 0 | 0 | 0 | 0 | 0 | 0 | 0 | 0 | 0 | 0 | 0 | 0 | 0 | 0 | 0 | 0 | 0 | 0 | 0 | 0 | 0 | 0 | 0 | 0 | 0 | 0 | 0 | 0 | 0 | 0 | 0 | 0 | 0 | 0 | 0 | 0 | 0 | 0 | 0 | 0
5BL | Potable water exported enter as -ve | Input | Ml/d | 2 |  |  | -4.5316 | -4.6318 | -4.6318 | -4.6318 | -4.6318 | -4.6318 | -4.6318 | -4.6318 | -4.6318 | -4.6318 | -4.6318 | -4.6318 | -4.6318 | -4.6318 | -4.6318 | -4.6318 | -4.6318 | -4.6318 | -4.6318 | -4.6318 | -4.6318 | -4.6318 | -4.6318 | -4.6318 | -4.6318 | -4.6318 | -4.6318 | -4.6318 | -4.6318 | -4.6318 | -4.6318 | -4.6318 | -4.6318 | -4.6318 | -4.6318 | -4.6318 | -4.6318 | -4.6318 | -4.6318 | -4.6318 | -4.6318 | -4.6318 | -4.6318 | -4.6318 | -4.6318 | -4.6318 | -4.6318 | -4.6318 | -4.6318 | -4.6318 | -4.6318 | -4.6318 | -4.6318 | -4.6318 | -4.6318 | -4.6318 | -4.6318 | -4.6318 | -4.6318 | -4.6318 | -4.6318 | -4.6318 | -4.6318 | -4.6318
6BL | Deployable Output before forecast changes | Input | Ml/d | 2 |  |  | 803 | 803 | 803 | 803 | 803 | 803 | 803 | 803 | 803 | 803 | 803 | 803 | 803 | 803 | 803 | 803 | 803 | 803 | 803 | 803 | 803 | 803 | 803 | 803 | 803 | 803 | 803 | 803 | 803 | 803 | 803 | 803 | 803 | 803 | 803 | 803 | 803 | 803 | 803 | 803 | 803 | 803 | 803 | 803 | 803 | 803 | 803 | 803 | 803 | 803 | 803 | 803 | 803 | 803 | 803 | 803 | 803 | 803 | 803 | 803 | 803 | 803 | 803 | 803
6.1BL | Deployable Output post forecast changes | 6BL + 7BL | Ml/d | 2 | 0 | 0 | 781.969 | 781.3291 | 780.6854 | 780.038 | 779.387 | 778.7325 | 778.0745 | 768.4132 | 767.7486 | 767.0808 | 766.4098 | 765.7358 | 765.0587 | 764.3786 | 763.6957 | 763.0098 | 762.3212 | 761.6299 | 760.9358 | 760.2391 | 759.5397 | 758.8378 | 758.1333 | 757.4264 | 756.717 | 756.0052 | 755.291 | 754.5745 | 753.8557 | 753.1345 | 752.4112 | 751.6856 | 750.9578 | 750.2279 | 749.4959 | 748.7617 | 748.0255 | 747.2872 | 746.5469 | 745.8046 | 745.0603 | 744.3141 | 743.5659 | 742.8158 | 742.0639 | 741.31 | 740.5544 | 739.7969 | 739.0376 | 738.2765 | 737.5136 | 736.749 | 735.9826 | 735.2145 | 734.4448 | 733.6733 | 732.9002 | 732.1254 | 731.349 | 730.571 | 729.7913 | 729.0101 | 728.2273 | 727.4429
7BL | Baseline forecast changes to Deployable Output | sum (7.1BL:7.6BL) | Ml/d | 2 | 0 | 0 | -21.031 | -21.6709 | -22.3146 | -22.962 | -23.613 | -24.2675 | -24.9255 | -34.5868 | -35.2514 | -35.9192 | -36.5902 | -37.2642 | -37.9413 | -38.6214 | -39.3043 | -39.9902 | -40.6788 | -41.3701 | -42.0642 | -42.7609 | -43.4603 | -44.1622 | -44.8667 | -45.5736 | -46.283 | -46.9948 | -47.709 | -48.4255 | -49.1443 | -49.8655 | -50.5888 | -51.3144 | -52.0422 | -52.7721 | -53.5041 | -54.2383 | -54.9745 | -55.7128 | -56.4531 | -57.1954 | -57.9397 | -58.6859 | -59.4341 | -60.1842 | -60.9361 | -61.69 | -62.4456 | -63.2031 | -63.9624 | -64.7235 | -65.4864 | -66.251 | -67.0174 | -67.7855 | -68.5552 | -69.3267 | -70.0998 | -70.8746 | -71.651 | -72.429 | -73.2087 | -73.9899 | -74.7727 | -75.5571
7.1BL | Change in DO due to climate change | Input | Ml/d | 2 |  |  | -16.171 | -16.8109 | -17.4546 | -18.102 | -18.753 | -19.4075 | -20.0655 | -20.7268 | -21.3914 | -22.0592 | -22.7302 | -23.4042 | -24.0813 | -24.7614 | -25.4443 | -26.1302 | -26.8188 | -27.5101 | -28.2042 | -28.9009 | -29.6003 | -30.3022 | -31.0067 | -31.7136 | -32.423 | -33.1348 | -33.849 | -34.5655 | -35.2843 | -36.0055 | -36.7288 | -37.4544 | -38.1822 | -38.9121 | -39.6441 | -40.3783 | -41.1145 | -41.8528 | -42.5931 | -43.3354 | -44.0797 | -44.8259 | -45.5741 | -46.3242 | -47.0761 | -47.83 | -48.5856 | -49.3431 | -50.1024 | -50.8635 | -51.6264 | -52.391 | -53.1574 | -53.9255 | -54.6952 | -55.4667 | -56.2398 | -57.0146 | -57.791 | -58.569 | -59.3487 | -60.1299 | -60.9127 | -61.6971
7.2BL | Total confirmed DO reductions to restore sustainable abstraction enter as -ve | Input | Ml/d | 2 |  |  | 0 | 0 | 0 | 0 | 0 | 0 | 0 | 0 | 0 | 0 | 0 | 0 | 0 | 0 | 0 | 0 | 0 | 0 | 0 | 0 | 0 | 0 | 0 | 0 | 0 | 0 | 0 | 0 | 0 | 0 | 0 | 0 | 0 | 0 | 0 | 0 | 0 | 0 | 0 | 0 | 0 | 0 | 0 | 0 | 0 | 0 | 0 | 0 | 0 | 0 | 0 | 0 | 0 | 0 | 0 | 0 | 0 | 0 | 0 | 0 | 0 | 0 | 0 | 0
7.3BL | Total additional DO reductions for Environmental Destination (excl. any confirmed reductions) enter as -ve | Input | Ml/d | 2 |  |  | 0 | 0 | 0 | 0 | 0 | 0 | 0 | 0 | 0 | 0 | 0 | 0 | 0 | 0 | 0 | 0 | 0 | 0 | 0 | 0 | 0 | 0 | 0 | 0 | 0 | 0 | 0 | 0 | 0 | 0 | 0 | 0 | 0 | 0 | 0 | 0 | 0 | 0 | 0 | 0 | 0 | 0 | 0 | 0 | 0 | 0 | 0 | 0 | 0 | 0 | 0 | 0 | 0 | 0 | 0 | 0 | 0 | 0 | 0 | 0 | 0 | 0 | 0 | 0
7.4BL | Change in DO from prolonged Outage reduction enter as -ve | Input | Ml/d | 2 |  |  | 0 | 0 | 0 | 0 | 0 | 0 | 0 | 0 | 0 | 0 | 0 | 0 | 0 | 0 | 0 | 0 | 0 | 0 | 0 | 0 | 0 | 0 | 0 | 0 | 0 | 0 | 0 | 0 | 0 | 0 | 0 | 0 | 0 | 0 | 0 | 0 | 0 | 0 | 0 | 0 | 0 | 0 | 0 | 0 | 0 | 0 | 0 | 0 | 0 | 0 | 0 | 0 | 0 | 0 | 0 | 0 | 0 | 0 | 0 | 0 | 0 | 0 | 0 | 0
7.5BL | Change in DO from drought measures | Zero for baseline | Ml/d | 2 |  |  | 0 | 0 | 0 | 0 | 0 | 0 | 0 | 0 | 0 | 0 | 0 | 0 | 0 | 0 | 0 | 0 | 0 | 0 | 0 | 0 | 0 | 0 | 0 | 0 | 0 | 0 | 0 | 0 | 0 | 0 | 0 | 0 | 0 | 0 | 0 | 0 | 0 | 0 | 0 | 0 | 0 | 0 | 0 | 0 | 0 | 0 | 0 | 0 | 0 | 0 | 0 | 0 | 0 | 0 | 0 | 0 | 0 | 0 | 0 | 0 | 0 | 0 | 0 | 0
7.6BL | Total other changes to DO (raw water losses that impact DO) | Input | Ml/d | 2 |  |  | -4.86 | -4.86 | -4.86 | -4.86 | -4.86 | -4.86 | -4.86 | -13.86 | -13.86 | -13.86 | -13.86 | -13.86 | -13.86 | -13.86 | -13.86 | -13.86 | -13.86 | -13.86 | -13.86 | -13.86 | -13.86 | -13.86 | -13.86 | -13.86 | -13.86 | -13.86 | -13.86 | -13.86 | -13.86 | -13.86 | -13.86 | -13.86 | -13.86 | -13.86 | -13.86 | -13.86 | -13.86 | -13.86 | -13.86 | -13.86 | -13.86 | -13.86 | -13.86 | -13.86 | -13.86 | -13.86 | -13.86 | -13.86 | -13.86 | -13.86 | -13.86 | -13.86 | -13.86 | -13.86 | -13.86 | -13.86 | -13.86 | -13.86 | -13.86 | -13.86 | -13.86 | -13.86 | -13.86 | -13.86
8BL | Raw water losses, treatment works losses and operational use | Input | Ml/d | 2 |  |  | 39.2604 | 38.075 | 38.2656 | 38.3156 | 38.7989 | 39.6578 | 39.8435 | 40.1808 | 40.6728 | 40.7101 | 40.7489 | 40.7816 | 40.8229 | 40.8706 | 40.8995 | 40.9247 | 40.9331 | 40.9441 | 40.9548 | 40.9549 | 40.9709 | 40.9883 | 41.0057 | 41.0263 | 41.0514 | 41.0799 | 41.0543 | 41.0776 | 41.0955 | 40.9269 | 40.9239 | 40.9137 | 40.8996 | 40.8891 | 40.882 | 40.8879 | 40.8934 | 40.9043 | 40.9152 | 40.928 | 40.9398 | 40.9556 | 40.9732 | 40.9917 | 41.0112 | 41.032 | 41.0545 | 41.0767 | 41.1011 | 41.1245 | 41.1463 | 41.1661 | 41.1884 | 41.2121 | 41.2359 | 41.2592 | 41.2825 | 41.3066 | 41.3313 | 41.3581 | 41.3839 | 41.4158 | 41.4453 | 41.475
9BL | Total Outage Allowance | Input | Ml/d | 2 |  |  | 53.6211 | 53.6211 | 53.6211 | 53.6211 | 53.6211 | 53.6211 | 53.6211 | 53.6211 | 53.6211 | 53.6211 | 53.6211 | 53.6211 | 53.6211 | 53.6211 | 53.6211 | 53.6211 | 53.6211 | 53.6211 | 53.6211 | 53.6211 | 53.6211 | 53.6211 | 53.6211 | 53.6211 | 53.6211 | 53.6211 | 53.6211 | 53.6211 | 53.6211 | 53.6211 | 53.6211 | 53.6211 | 53.6211 | 53.6211 | 53.6211 | 53.6211 | 53.6211 | 53.6211 | 53.6211 | 53.6211 | 53.6211 | 53.6211 | 53.6211 | 53.6211 | 53.6211 | 53.6211 | 53.6211 | 53.6211 | 53.6211 | 53.6211 | 53.6211 | 53.6211 | 53.6211 | 53.6211 | 53.6211 | 53.6211 | 53.6211 | 53.6211 | 53.6211 | 53.6211 | 53.6211 | 53.6211 | 53.6211 | 53.6211
10BL | Water Available For Use (own sources) | (6BL + 7BL) - (8BL + 9BL) | Ml/d | 2 | 0 | 0 | 728.3479 | 727.708 | 727.0643 | 726.4169 | 725.7659 | 725.1114 | 724.4535 | 714.7921 | 714.1275 | 713.4597 | 712.7887 | 712.1147 | 711.4376 | 710.7575 | 710.0746 | 709.3888 | 708.7002 | 708.0088 | 707.3147 | 706.618 | 705.9186 | 705.2167 | 704.5123 | 703.8053 | 703.0959 | 702.3841 | 701.67 | 700.9534 | 700.2346 | 699.5135 | 698.7901 | 698.0645 | 697.3368 | 696.6068 | 695.8748 | 695.1406 | 694.4044 | 693.6661 | 692.9258 | 692.1835 | 691.4392 | 690.693 | 689.9448 | 689.1948 | 688.4428 | 687.689 | 686.9333 | 686.1758 | 685.4165 | 684.6554 | 683.8925 | 683.1279 | 682.3615 | 681.5935 | 680.8237 | 680.0522 | 679.2791 | 678.5043 | 677.7279 | 676.9499 | 676.1703 | 675.389 | 674.6062 | 673.8219
11BL | Total Water Available For Use | 10BL + sum (2BL:5BL) | Ml/d | 2 | 0 | 0 | 724.1163 | 723.3762 | 722.7325 | 722.0852 | 721.4342 | 720.7797 | 720.1217 | 710.4604 | 709.7958 | 709.1279 | 708.457 | 707.7829 | 707.1058 | 706.4258 | 705.7428 | 705.057 | 704.3684 | 703.677 | 702.9829 | 702.2862 | 701.5869 | 700.8849 | 700.1805 | 699.4736 | 698.7642 | 698.0524 | 697.3382 | 696.6216 | 695.9028 | 695.1817 | 694.4583 | 693.7327 | 693.005 | 692.2751 | 691.543 | 690.8089 | 690.0726 | 689.3343 | 688.594 | 687.8517 | 687.1075 | 686.3612 | 685.6131 | 684.863 | 684.111 | 683.3572 | 682.6015 | 681.844 | 681.0847 | 680.3236 | 679.5607 | 678.7961 | 678.0298 | 677.2617 | 676.4919 | 675.7205 | 674.9473 | 674.1726 | 673.3961 | 672.6181 | 671.8385 | 671.0573 | 670.2744 | 669.4901
12BL | Water delivered measured non-household | Input | Ml/d | 2 |  |  | 125.6779 | 120.9418 | 133.2135 | 143.1064 | 155.5067 | 170.1343 | 172.6241 | 177.8577 | 186.2432 | 186.8399 | 187.2349 | 187.499 | 187.8553 | 188.2024 | 188.1244 | 188.0369 | 187.8925 | 187.7362 | 187.5852 | 187.3674 | 187.2463 | 187.0775 | 186.9165 | 186.7656 | 186.6574 | 186.5357 | 185.4979 | 185.308 | 185.1551 | 185.0092 | 184.8449 | 184.4795 | 184.1056 | 183.7288 | 183.3453 | 182.962 | 182.5743 | 182.1932 | 181.8219 | 181.4566 | 181.0992 | 180.7518 | 180.4182 | 180.0908 | 179.7653 | 179.441 | 179.122 | 178.8127 | 178.5057 | 178.2024 | 177.8956 | 177.5853 | 177.2773 | 176.9696 | 176.6634 | 176.3565 | 176.0456 | 175.7372 | 175.4324 | 175.1267 | 174.8234 | 174.5188 | 174.2153 | 173.9124
12.1BL | Non-potable water consumption (if applicable) | Input | Ml/d | 2 |  |  | 67.3058 | 67.3058 | 67.3058 | 69.6558 | 96.8158 | 128.8158 | 140.7908 | 149.7908 | 178.7908 | 178.7908 | 178.7908 | 178.7908 | 178.7908 | 178.7908 | 178.7908 | 178.7908 | 178.7908 | 178.7908 | 178.7908 | 178.7908 | 178.7908 | 178.7908 | 178.7908 | 178.7908 | 178.7908 | 178.7908 | 178.7908 | 178.7908 | 178.7908 | 178.7908 | 178.7908 | 178.7908 | 178.7908 | 178.7908 | 178.7908 | 178.7908 | 178.7908 | 178.7908 | 178.7908 | 178.7908 | 178.7908 | 178.7908 | 178.7908 | 178.7908 | 178.7908 | 178.7908 | 178.7908 | 178.7908 | 178.7908 | 178.7908 | 178.7908 | 178.7908 | 178.7908 | 178.7908 | 178.7908 | 178.7908 | 178.7908 | 178.7908 | 178.7908 | 178.7908 | 178.7908 | 178.7908 | 178.7908 | 178.7908
13BL | Water delivered unmeasured non-household | Input | Ml/d | 2 |  |  | 3.5609 | 4.065 | 4.0199 | 3.9769 | 4.7316 | 4.7019 | 4.6722 | 4.6425 | 4.6128 | 4.5972 | 4.5815 | 4.5659 | 4.5497 | 4.5335 | 4.5173 | 4.5011 | 4.4849 | 4.4687 | 4.4525 | 4.4444 | 4.4363 | 4.4282 | 4.4201 | 4.412 | 4.4039 | 4.3958 | 4.3877 | 4.3796 | 4.3742 | 4.3702 | 4.3675 | 4.3648 | 4.3621 | 4.3594 | 4.3567 | 4.354 | 4.3513 | 4.3486 | 4.3459 | 4.3432 | 4.3405 | 4.3378 | 4.3351 | 4.3324 | 4.3297 | 4.327 | 4.3243 | 4.3216 | 4.3189 | 4.3162 | 4.3135 | 4.3108 | 4.3081 | 4.3054 | 4.3027 | 4.3 | 4.2973 | 4.2946 | 4.2919 | 4.2892 | 4.2865 | 4.2838 | 4.2811 | 4.2784
14BL | Water delivered measured household | Input | Ml/d | 2 |  |  | 142.2046 | 144.7335 | 149.1406 | 153.8186 | 158.3195 | 164.6016 | 170.9454 | 177.2809 | 183.2597 | 188.1607 | 192.5783 | 197.0291 | 201.5943 | 206.2402 | 210.9498 | 215.5968 | 220.0483 | 224.5192 | 228.9932 | 233.2055 | 237.4021 | 241.4809 | 245.4066 | 249.2169 | 252.9262 | 256.6038 | 260.2389 | 263.9045 | 267.504 | 267.3098 | 269.7103 | 272.1203 | 274.4953 | 276.9076 | 278.7418 | 280.0577 | 281.3738 | 282.7438 | 284.1054 | 285.4878 | 286.8505 | 288.267 | 289.6979 | 291.1312 | 292.5751 | 294.0374 | 295.5155 | 296.9861 | 298.469 | 299.9316 | 301.3648 | 302.7956 | 304.2605 | 305.7425 | 307.2154 | 308.6726 | 310.1257 | 311.5838 | 313.0424 | 314.354 | 315.4892 | 316.6737 | 317.8353 | 318.994
15BL | Water delivered unmeasured household | Input | Ml/d | 2 |  |  | 306.9056 | 294.8047 | 284.7898 | 274.337 | 265.3438 | 259.8819 | 254.3912 | 248.8924 | 243.3639 | 238.5114 | 234.3921 | 230.2583 | 226.0749 | 221.9329 | 217.8095 | 213.6865 | 209.5153 | 205.3814 | 201.231 | 197.21 | 193.3964 | 189.7787 | 186.3074 | 183.0004 | 179.8351 | 176.773 | 173.6936 | 170.6124 | 167.4575 | 164.7405 | 162.4214 | 160.1629 | 157.8775 | 155.6236 | 154.0397 | 153.2287 | 152.4155 | 151.6404 | 150.8627 | 150.0956 | 149.3252 | 148.5646 | 147.8134 | 147.0709 | 146.3365 | 145.6097 | 144.8901 | 144.1643 | 143.4621 | 142.7568 | 142.0555 | 141.3243 | 140.6003 | 139.8835 | 139.1739 | 138.4714 | 137.7759 | 137.0874 | 136.4058 | 135.9157 | 135.59 | 135.3276 | 135.0441 | 134.7672
16BL | Percentage of consumption driven by climate change | Input | % | 1 |  |  | 0% | 0.1468% | 0.2837% | 0.4096% | 0.4765% | 0.4764% | 0.4925% | 0.4993% | 0.5034% | 0.514% | 0.5312% | 0.542% | 0.5526% | 0.5631% | 0.5801% | 0.5908% | 0.6015% | 0.6122% | 0.6289% | 0.6396% | 0.651% | 0.6631% | 0.6753% | 0.6874% | 0.6995% | 0.7115% | 0.7246% | 0.7367% | 0.7488% | 0.7651% | 0.7778% | 0.7908% | 0.8037% | 0.8167% | 0.8297% | 0.843% | 0.8563% | 0.8696% | 0.8828% | 0.896% | 0.909% | 0.922% | 0.9348% | 0.9476% | 0.9602% | 0.9727% | 0.9852% | 0.9295% | 0.8701% | 0.8141% | 0.7626% | 0.7181% | 0.6678% | 0.6153% | 0.5632% | 0.5114% | 0.4608% | 0.41% | 0.3581% | 0.304% | 0.2547% | 0.187% | 0.1265% | 0.06598%
17BL | Volume of consumption driven by climate change | 16BL * (12BL + sum(13BL:15BL) - sum (23BL:26BL)) | Ml/d | 2 | 0 | 0 | 0 | 0.79202 | 1.5513 | 2.2602 | 2.6706 | 2.7437 | 2.8523 | 2.9223 | 2.991 | 3.0576 | 3.1635 | 3.2311 | 3.2984 | 3.3659 | 3.4704 | 3.5371 | 3.6022 | 3.6674 | 3.769 | 3.8327 | 3.9033 | 3.9781 | 4.0529 | 4.1282 | 4.2039 | 4.2801 | 4.3556 | 4.4315 | 4.5065 | 4.5814 | 4.657 | 4.7333 | 4.8089 | 4.8846 | 4.9618 | 5.0422 | 5.1226 | 5.2038 | 5.2847 | 5.3654 | 5.4455 | 5.5259 | 5.6058 | 5.6853 | 5.7643 | 5.8432 | 5.9223 | 5.5914 | 5.2377 | 4.904 | 4.597 | 4.3315 | 4.0307 | 3.7164 | 3.4044 | 3.0935 | 2.7893 | 2.4836 | 2.1704 | 1.8442 | 1.5464 | 1.1364 | 0.76962 | 0.40164
18BL | Measured Household - PCC | ((14BL - 25BL) * 1,000,000) / (39BL *1,000) | l/h/d | 1 | #DIV/0! | #DIV/0! | 146.8455 | 143.4994 | 141.0036 | 138.7249 | 136.3199 | 135.925 | 135.5533 | 135.216 | 134.9147 | 134.6953 | 134.4821 | 134.2738 | 134.0334 | 133.8088 | 133.5946 | 133.4554 | 133.2979 | 133.1634 | 133.0128 | 132.7652 | 132.6545 | 132.5648 | 132.4619 | 132.3507 | 132.2596 | 132.2311 | 132.1976 | 132.1564 | 132.0946 | 130.3478 | 130.3047 | 130.2782 | 130.2456 | 130.2433 | 130.2291 | 130.2343 | 130.229 | 130.2428 | 130.2496 | 130.2639 | 130.2608 | 130.2709 | 130.2902 | 130.3183 | 130.3526 | 130.3892 | 130.4236 | 130.4509 | 130.4825 | 130.5108 | 130.5291 | 130.5457 | 130.5799 | 130.6215 | 130.6636 | 130.7065 | 130.7478 | 130.7898 | 130.8346 | 130.8774 | 130.9102 | 130.968 | 131.0173 | 131.0668
19BL | Unmeasured Household - PCC | ((15BL - 26BL) * 1,000,000) / (40BL *1,000) | l/h/d | 1 | #DIV/0! | #DIV/0! | 168.5723 | 164.4011 | 162.1051 | 159.782 | 157.6971 | 157.5504 | 157.3925 | 157.2359 | 157.0657 | 156.9323 | 156.8762 | 156.8145 | 156.7198 | 156.6566 | 156.6862 | 156.7198 | 156.6377 | 156.5849 | 156.5185 | 156.4919 | 156.5048 | 156.5489 | 156.5805 | 156.6135 | 156.6994 | 156.8805 | 157.0479 | 157.2155 | 157.3114 | 157.4344 | 157.5413 | 157.7048 | 157.8352 | 157.9937 | 158.1531 | 158.4192 | 158.6718 | 158.9553 | 159.2251 | 159.4961 | 159.7533 | 160.0117 | 160.2713 | 160.5324 | 160.7949 | 161.0592 | 161.325 | 161.5767 | 161.8491 | 162.1103 | 162.369 | 162.5838 | 162.7994 | 163.0158 | 163.2328 | 163.4505 | 163.6687 | 163.8875 | 164.1067 | 164.3323 | 164.5282 | 164.7961 | 165.0285 | 165.2611
20BL | Average Household - PCC | (((14BL - 25BL) + (15BL - 26BL)) * 1,000,000) / ((39BL + 40BL) *1,000) | l/h/d | 1 | #DIV/0! | #DIV/0! | 160.9843 | 156.8457 | 154.1469 | 151.4946 | 148.9438 | 148.3713 | 147.7965 | 147.2357 | 146.6938 | 146.2582 | 145.8928 | 145.5238 | 145.1155 | 144.7269 | 144.3811 | 144.079 | 143.72 | 143.3869 | 143.0375 | 142.6523 | 142.372 | 142.1239 | 141.8696 | 141.6167 | 141.4007 | 141.261 | 141.1117 | 140.9545 | 140.7576 | 139.4759 | 139.3365 | 139.2263 | 139.1006 | 139.0039 | 138.9358 | 138.9509 | 138.9537 | 138.9782 | 138.993 | 139.0127 | 139.0152 | 139.0264 | 139.0442 | 139.0684 | 139.0973 | 139.1276 | 139.1559 | 139.1745 | 139.2015 | 139.2228 | 139.236 | 139.2355 | 139.248 | 139.266 | 139.2846 | 139.3043 | 139.3228 | 139.3418 | 139.3632 | 139.3958 | 139.4249 | 139.4913 | 139.5424 | 139.594
21BL | Water taken unbilled | Input | Ml/d | 2 |  |  | 22.5039 | 22.5934 | 22.5881 | 22.5833 | 22.6471 | 22.6398 | 22.6322 | 22.6247 | 22.6183 | 22.6132 | 22.6076 | 22.6022 | 22.5968 | 22.5914 | 22.5863 | 22.5815 | 22.5768 | 22.5723 | 22.568 | 22.5638 | 22.5597 | 22.5557 | 22.5518 | 22.548 | 22.5444 | 22.5409 | 22.5377 | 22.5346 | 22.5318 | 22.5292 | 22.5276 | 22.5262 | 22.5248 | 22.5232 | 22.5212 | 22.5187 | 22.5163 | 22.5139 | 22.5113 | 22.5086 | 22.5057 | 22.5026 | 22.4993 | 22.4957 | 22.492 | 22.4881 | 22.4841 | 22.4803 | 22.4765 | 22.4727 | 22.4691 | 22.4655 | 22.4619 | 22.4584 | 22.455 | 22.4516 | 22.4484 | 22.4451 | 22.4418 | 22.4384 | 22.4347 | 22.4309 | 22.427 | 22.4232
22BL | Distribution system operational use | Input | Ml/d | 2 |  |  | 1.7124 | 1.7124 | 1.7124 | 1.7124 | 1.7124 | 1.7124 | 1.7124 | 1.7124 | 1.7124 | 1.7124 | 1.7124 | 1.7124 | 1.7124 | 1.7124 | 1.7124 | 1.7124 | 1.7124 | 1.7124 | 1.7124 | 1.7124 | 1.7124 | 1.7124 | 1.7124 | 1.7124 | 1.7124 | 1.7124 | 1.7124 | 1.7124 | 1.7124 | 1.7124 | 1.7124 | 1.7124 | 1.7124 | 1.7124 | 1.7124 | 1.7124 | 1.7124 | 1.7124 | 1.7124 | 1.7124 | 1.7124 | 1.7124 | 1.7124 | 1.7124 | 1.7124 | 1.7124 | 1.7124 | 1.7124 | 1.7124 | 1.7124 | 1.7124 | 1.7124 | 1.7124 | 1.7124 | 1.7124 | 1.7124 | 1.7124 | 1.7124 | 1.7124 | 1.7124 | 1.7124 | 1.7124 | 1.7124 | 1.7124
23BL | Measured Non Household - USPL | Input | Ml/d | 2 |  |  | 0.56955 | 0.63193 | 0.61409 | 0.59599 | 0.61586 | 0.61873 | 0.62159 | 0.62446 | 0.62733 | 0.63021 | 0.63308 | 0.63596 | 0.63884 | 0.64172 | 0.64459 | 0.64747 | 0.65035 | 0.65323 | 0.65611 | 0.65898 | 0.66186 | 0.66474 | 0.66762 | 0.6705 | 0.67337 | 0.67625 | 0.67913 | 0.68201 | 0.68487 | 0.68771 | 0.69053 | 0.69334 | 0.69615 | 0.69897 | 0.70178 | 0.70459 | 0.70741 | 0.71022 | 0.71303 | 0.71585 | 0.71866 | 0.72147 | 0.72429 | 0.7271 | 0.72992 | 0.73273 | 0.73554 | 0.73836 | 0.74117 | 0.74387 | 0.74658 | 0.74929 | 0.75199 | 0.7547 | 0.75741 | 0.76011 | 0.76282 | 0.76552 | 0.76823 | 0.77094 | 0.77364 | 0.77635 | 0.77905 | 0.78176
24BL | Unmeasured Non Household - USPL | Input | Ml/d | 2 |  |  | 0.14413 | 0.15949 | 0.15272 | 0.14612 | 0.17386 | 0.17277 | 0.17167 | 0.17058 | 0.16949 | 0.16892 | 0.16834 | 0.16777 | 0.16717 | 0.16658 | 0.16598 | 0.16539 | 0.16479 | 0.1642 | 0.1636 | 0.1633 | 0.16301 | 0.16271 | 0.16241 | 0.16211 | 0.16182 | 0.16152 | 0.16122 | 0.16092 | 0.16073 | 0.16058 | 0.16048 | 0.16038 | 0.16028 | 0.16018 | 0.16008 | 0.15998 | 0.15988 | 0.15978 | 0.15968 | 0.15958 | 0.15949 | 0.15939 | 0.15929 | 0.15919 | 0.15909 | 0.15899 | 0.15889 | 0.15879 | 0.15869 | 0.15859 | 0.15849 | 0.15839 | 0.1583 | 0.1582 | 0.1581 | 0.158 | 0.1579 | 0.1578 | 0.1577 | 0.1576 | 0.1575 | 0.1574 | 0.1573 | 0.1572
25BL | Measured Household - USPL | Input | Ml/d | 2 |  |  | 7.0143 | 7.4069 | 7.5534 | 7.7017 | 8.0551 | 8.3544 | 8.6574 | 8.96 | 9.2476 | 9.4883 | 9.7032 | 9.9164 | 10.1306 | 10.3433 | 10.5576 | 10.7677 | 10.9717 | 11.1732 | 11.3724 | 11.5659 | 11.7504 | 11.9259 | 12.0924 | 12.2498 | 12.4016 | 12.5509 | 12.6978 | 12.8423 | 12.9844 | 13.1037 | 13.192 | 13.2775 | 13.3633 | 13.4511 | 13.5142 | 13.5516 | 13.5892 | 13.6269 | 13.6653 | 13.7067 | 13.7499 | 13.7952 | 13.8439 | 13.8953 | 13.9493 | 14.0051 | 14.0611 | 14.1162 | 14.1708 | 14.2245 | 14.2774 | 14.3299 | 14.3818 | 14.4329 | 14.4827 | 14.5316 | 14.5793 | 14.6273 | 14.6761 | 14.7189 | 14.7566 | 14.7959 | 14.8363 | 14.8769
26BL | Unmeasured Household - USPL | Input | Ml/d | 2 |  |  | 17.7351 | 16.8871 | 15.9601 | 15.0178 | 14.6496 | 14.3115 | 13.9734 | 13.6355 | 13.2976 | 13.0073 | 12.7642 | 12.5211 | 12.2781 | 12.0352 | 11.7849 | 11.5348 | 11.2927 | 11.0506 | 10.8084 | 10.5722 | 10.3479 | 10.1358 | 9.9354 | 9.7468 | 9.5641 | 9.3814 | 9.1987 | 9.016 | 8.8333 | 8.68 | 8.5563 | 8.4326 | 8.3089 | 8.1854 | 8.1091 | 8.0799 | 8.0508 | 8.0217 | 7.9925 | 7.9634 | 7.9343 | 7.9051 | 7.876 | 7.8469 | 7.8177 | 7.7886 | 7.7595 | 7.7303 | 7.7012 | 7.6723 | 7.6434 | 7.6145 | 7.5856 | 7.5567 | 7.5278 | 7.4989 | 7.47 | 7.4411 | 7.4122 | 7.3951 | 7.3898 | 7.3845 | 7.3792 | 7.3739
27BL | Void Properties - USPL | Input | Ml/d | 2 |  |  | 1.6191 | 1.5296 | 1.5349 | 1.5397 | 1.4759 | 1.4832 | 1.4908 | 1.4983 | 1.5047 | 1.5098 | 1.5154 | 1.5208 | 1.5263 | 1.5316 | 1.5367 | 1.5415 | 1.5462 | 1.5507 | 1.555 | 1.5592 | 1.5633 | 1.5673 | 1.5712 | 1.575 | 1.5786 | 1.5821 | 1.5853 | 1.5884 | 1.5912 | 1.5938 | 1.5954 | 1.5968 | 1.5982 | 1.5998 | 1.6018 | 1.6043 | 1.6067 | 1.6091 | 1.6117 | 1.6144 | 1.6173 | 1.6204 | 1.6237 | 1.6273 | 1.631 | 1.6349 | 1.6389 | 1.6427 | 1.6465 | 1.6503 | 1.6539 | 1.6575 | 1.6611 | 1.6646 | 1.668 | 1.6714 | 1.6746 | 1.6779 | 1.6812 | 1.6846 | 1.6883 | 1.6921 | 1.696 | 1.6999
28BL | Distribution losses | Input | Ml/d | 2 |  |  | 101.9382 | 94.4216 | 91.2311 | 88.0548 | 88.0857 | 88.1155 | 88.1412 | 88.1672 | 88.2094 | 88.2515 | 88.2719 | 88.294 | 88.3152 | 88.3377 | 88.3663 | 88.3992 | 88.4304 | 88.4642 | 88.5006 | 88.5365 | 88.5696 | 88.5997 | 88.6271 | 88.6519 | 88.6766 | 88.7039 | 88.7339 | 88.7665 | 88.8016 | 88.8303 | 88.8614 | 88.8955 | 88.9292 | 88.9607 | 88.9692 | 88.9557 | 88.9422 | 88.9284 | 88.9139 | 88.8961 | 88.8765 | 88.8546 | 88.8289 | 88.8004 | 88.769 | 88.7357 | 88.7022 | 88.6697 | 88.6377 | 88.6066 | 88.5763 | 88.5465 | 88.5173 | 88.4889 | 88.462 | 88.4361 | 88.4115 | 88.3865 | 88.3606 | 88.3289 | 88.2902 | 88.2499 | 88.2083 | 88.1665
29BL | Total Leakage | sum (23BL:28BL) | Ml/d | 2 | 0 | 0 | 129.0203 | 121.0365 | 117.0463 | 113.0561 | 113.0561 | 113.0561 | 113.0561 | 113.0561 | 113.0561 | 113.0561 | 113.0561 | 113.0561 | 113.0561 | 113.0561 | 113.0561 | 113.0561 | 113.0561 | 113.0561 | 113.0561 | 113.0561 | 113.0561 | 113.0561 | 113.0561 | 113.0561 | 113.0561 | 113.0561 | 113.0561 | 113.0561 | 113.0561 | 113.0561 | 113.0561 | 113.0561 | 113.0561 | 113.0561 | 113.0561 | 113.0561 | 113.0561 | 113.0561 | 113.0561 | 113.0561 | 113.0561 | 113.0561 | 113.0561 | 113.0561 | 113.0561 | 113.0561 | 113.0561 | 113.0561 | 113.0561 | 113.0561 | 113.0561 | 113.0561 | 113.0561 | 113.0561 | 113.0561 | 113.0561 | 113.0561 | 113.0561 | 113.0561 | 113.0561 | 113.0561 | 113.0561 | 113.0561 | 113.0561
30BL | Leakage/property | (29BL * 1,000,000) / (36BL * 1,000) | l/prop/d | 2 | #DIV/0! | #DIV/0! | 104.9447 | 97.8454 | 93.9977 | 90.2248 | 89.5888 | 88.9013 | 88.2028 | 87.5166 | 86.927 | 86.4574 | 85.9906 | 85.5379 | 85.0847 | 84.6441 | 84.2215 | 83.8247 | 83.4412 | 83.0735 | 82.7215 | 82.3838 | 82.0607 | 81.7518 | 81.4572 | 81.1769 | 80.9105 | 80.6578 | 80.4185 | 80.1923 | 79.9789 | 79.7971 | 79.6855 | 79.5874 | 79.4882 | 79.3796 | 79.2634 | 79.1442 | 79.025 | 78.9052 | 78.7827 | 78.6465 | 78.5024 | 78.3493 | 78.1809 | 78.0009 | 77.8099 | 77.6115 | 77.4134 | 77.2205 | 77.0306 | 76.8458 | 76.6651 | 76.4873 | 76.3128 | 76.1426 | 75.9789 | 75.82 | 75.6667 | 75.5127 | 75.3559 | 75.1974 | 75.0331 | 74.8631 | 74.689 | 74.5148
31BL | Measured Non Household - properties | Input | 000's | 2 |  |  | 44.8155 | 48.3532 | 48.5892 | 48.8214 | 50.4494 | 50.6843 | 50.9192 | 51.154 | 51.3889 | 51.6247 | 51.8604 | 52.0961 | 52.3319 | 52.5676 | 52.8034 | 53.0391 | 53.2749 | 53.5106 | 53.7464 | 53.9821 | 54.2179 | 54.4536 | 54.6893 | 54.9251 | 55.1608 | 55.3966 | 55.6323 | 55.8681 | 56.1029 | 56.3356 | 56.5661 | 56.7965 | 57.027 | 57.2575 | 57.4879 | 57.7184 | 57.9489 | 58.1793 | 58.4098 | 58.6403 | 58.8707 | 59.1012 | 59.3317 | 59.5621 | 59.7926 | 60.0231 | 60.2535 | 60.484 | 60.7145 | 60.9362 | 61.1578 | 61.3795 | 61.6012 | 61.8228 | 62.0445 | 62.2662 | 62.4879 | 62.7095 | 62.9312 | 63.1529 | 63.3745 | 63.5962 | 63.8179 | 64.0395
32BL | Unmeasured Non Household - properties | Input | 000's | 2 |  |  | 5.2565 | 6.0085 | 5.9495 | 5.8934 | 7.0119 | 6.9679 | 6.9239 | 6.8799 | 6.8359 | 6.8127 | 6.7895 | 6.7663 | 6.7423 | 6.7183 | 6.6943 | 6.6703 | 6.6463 | 6.6223 | 6.5983 | 6.5863 | 6.5743 | 6.5623 | 6.5503 | 6.5383 | 6.5263 | 6.5143 | 6.5023 | 6.4903 | 6.4823 | 6.4763 | 6.4723 | 6.4683 | 6.4643 | 6.4603 | 6.4563 | 6.4523 | 6.4483 | 6.4443 | 6.4403 | 6.4363 | 6.4323 | 6.4283 | 6.4243 | 6.4203 | 6.4163 | 6.4123 | 6.4083 | 6.4043 | 6.4003 | 6.3963 | 6.3923 | 6.3883 | 6.3843 | 6.3803 | 6.3763 | 6.3723 | 6.3683 | 6.3643 | 6.3603 | 6.3563 | 6.3523 | 6.3483 | 6.3443 | 6.3403
33BL | All void non-households - properties | Input | 000's | 2 |  |  | 14.567 | 11.1659 | 11.1765 | 11.188 | 8.6555 | 8.6766 | 8.6978 | 8.7189 | 8.74 | 8.7665 | 8.7929 | 8.8194 | 8.8456 | 8.8719 | 8.8982 | 8.9244 | 8.9507 | 8.9769 | 9.0032 | 9.0324 | 9.0617 | 9.0909 | 9.1202 | 9.1494 | 9.1787 | 9.208 | 9.2372 | 9.2665 | 9.2966 | 9.3269 | 9.3575 | 9.388 | 9.4185 | 9.4491 | 9.4796 | 9.5101 | 9.5407 | 9.5712 | 9.6017 | 9.6323 | 9.6628 | 9.6933 | 9.7239 | 9.7544 | 9.7849 | 9.8155 | 9.846 | 9.8765 | 9.9071 | 9.9364 | 9.9657 | 9.995 | 10.0244 | 10.0537 | 10.083 | 10.1124 | 10.1417 | 10.171 | 10.2003 | 10.2297 | 10.259 | 10.2883 | 10.3177 | 10.347
34BL | Measured households - properties (excl. void) | Year before + sum (34.1BL:34.6BL) | 000's | 2 |  |  | 473.492 | 490.6959 | 512.934 | 536.4874 | 559.8116 | 582.7539 | 605.9914 | 629.2035 | 651.1732 | 669.5423 | 686.0316 | 702.3836 | 718.8166 | 735.1211 | 751.5204 | 767.5736 | 783.1567 | 798.5437 | 813.7325 | 828.4848 | 842.5576 | 855.9514 | 868.6677 | 880.7054 | 892.3026 | 903.7007 | 914.8986 | 925.8971 | 936.6956 | 945.7755 | 952.4647 | 958.9263 | 965.4116 | 972.0535 | 976.9191 | 979.9273 | 982.941 | 985.9737 | 989.0587 | 992.3923 | 995.874 | 999.5238 | 1003.459 | 1007.6158 | 1011.9847 | 1016.5043 | 1021.0377 | 1025.4927 | 1029.9124 | 1034.2541 | 1038.5357 | 1042.7787 | 1046.9755 | 1051.1079 | 1055.1309 | 1059.0745 | 1062.9258 | 1066.8013 | 1070.7442 | 1074.2516 | 1077.408 | 1080.6866 | 1084.062 | 1087.4562
34.1BL | New build properties - properties | Input (new builds in each year) | 000's | 2 |  |  | 8.336 | 7.1288 | 8.4105 | 8.068 | 9.093 | 9.9498 | 10.2556 | 10.2343 | 8.9523 | 7.221 | 7.2572 | 7.115 | 7.199 | 7.0658 | 6.8412 | 6.4826 | 6.3186 | 6.1154 | 5.9101 | 5.7058 | 5.4979 | 5.2905 | 5.0845 | 4.8775 | 4.669 | 4.4629 | 4.2554 | 4.0489 | 3.8417 | 3.3012 | 2.0645 | 1.8287 | 1.8532 | 2.0154 | 2.159 | 2.2186 | 2.2242 | 2.2439 | 2.2981 | 2.5556 | 2.709 | 2.8831 | 3.1788 | 3.4083 | 3.6281 | 3.7841 | 3.7985 | 3.7173 | 3.6807 | 3.5998 | 3.5376 | 3.4977 | 3.4497 | 3.3831 | 3.2697 | 3.1875 | 3.092 | 3.1169 | 3.1867 | 3.2316 | 3.3638 | 3.4905 | 3.5907 | 3.6101
34.2BL | Meter optants - properties | Input (meter optants in each year) | 000's | 2 |  |  | 0 | 10.8487 | 14.685 | 16.39 | 15.1375 | 13.8851 | 13.8851 | 13.8851 | 13.8851 | 11.9015 | 9.9179 | 9.9179 | 9.9179 | 9.9179 | 10.2407 | 10.2407 | 9.9179 | 9.9179 | 9.9179 | 9.67 | 9.1741 | 8.6782 | 8.1823 | 7.6864 | 7.4384 | 7.4384 | 7.4384 | 7.4384 | 7.4384 | 6.1987 | 4.9589 | 4.9589 | 4.9589 | 4.9589 | 2.9754 | 0.99179 | 0.99179 | 0.99179 | 0.99179 | 0.99179 | 0.99179 | 0.99179 | 0.99179 | 0.99179 | 0.99179 | 0.99179 | 0.99179 | 0.99179 | 0.99179 | 0.99179 | 0.99179 | 0.99179 | 0.99179 | 0.99179 | 0.99179 | 0.99179 | 0.99179 | 0.99179 | 0.99179 | 0.49589 | 0 | 0 | 0 | 0
34.3BL | Compulsory metering - properties | Input (compulsory meters in each year) | 000's | 2 |  |  | 0 | 0 | 0 | 0 | 0 | 0 | 0 | 0 | 0 | 0 | 0 | 0 | 0 | 0 | 0 | 0 | 0 | 0 | 0 | 0 | 0 | 0 | 0 | 0 | 0 | 0 | 0 | 0 | 0 | 0 | 0 | 0 | 0 | 0 | 0 | 0 | 0 | 0 | 0 | 0 | 0 | 0 | 0 | 0 | 0 | 0 | 0 | 0 | 0 | 0 | 0 | 0 | 0 | 0 | 0 | 0 | 0 | 0 | 0 | 0 | 0 | 0 | 0 | 0
34.4BL | Metering on change of occupancy - properties | Input (change of occupancy meters in each year) | 000's | 2 |  |  | 0 | 0 | 0 | 0 | 0 | 0 | 0 | 0 | 0 | 0 | 0 | 0 | 0 | 0 | 0 | 0 | 0 | 0 | 0 | 0 | 0 | 0 | 0 | 0 | 0 | 0 | 0 | 0 | 0 | 0 | 0 | 0 | 0 | 0 | 0 | 0 | 0 | 0 | 0 | 0 | 0 | 0 | 0 | 0 | 0 | 0 | 0 | 0 | 0 | 0 | 0 | 0 | 0 | 0 | 0 | 0 | 0 | 0 | 0 | 0 | 0 | 0 | 0 | 0
34.5BL | Selective metering - properties | Input (selective meters in each year) | 000's | 2 |  |  | 0.005 | 0.005 | 0.005 | 0.005 | 0.005 | 0.005 | 0.005 | 0.005 | 0.005 | 0.005 | 0.005 | 0.005 | 0.005 | 0.005 | 0.005 | 0.005 | 0.005 | 0.005 | 0.005 | 0.005 | 0.005 | 0.005 | 0.005 | 0.005 | 0.005 | 0.005 | 0.005 | 0.005 | 0.005 | 0.005 | 0.005 | 0.005 | 0.005 | 0.005 | 0.005 | 0.005 | 0.005 | 0.005 | 0.005 | 0.005 | 0.005 | 0.005 | 0.005 | 0.005 | 0.005 | 0.005 | 0.005 | 0.005 | 0.005 | 0.005 | 0.005 | 0.005 | 0.005 | 0.005 | 0.005 | 0.005 | 0.005 | 0.005 | 0.005 | 0.005 | 0.005 | 0.005 | 0.005 | 0.005
34.6BL | Other changes to existing metering - properties | Input (other changes to meters in each year) | 000's | 2 |  |  | 0 | -0.77866 | -0.86242 | -0.90961 | -0.91131 | -0.8976 | -0.90819 | -0.91224 | -0.87262 | -0.7583 | -0.69085 | -0.68592 | -0.68883 | -0.68422 | -0.68762 | -0.6752 | -0.65834 | -0.6513 | -0.64418 | -0.62852 | -0.60414 | -0.57978 | -0.55547 | -0.53112 | -0.51531 | -0.50817 | -0.50098 | -0.49383 | -0.48665 | -0.42498 | -0.3392 | -0.33104 | -0.33188 | -0.3375 | -0.27377 | -0.20712 | -0.20732 | -0.208 | -0.20987 | -0.2188 | -0.22411 | -0.23014 | -0.24038 | -0.24833 | -0.25595 | -0.26135 | -0.26185 | -0.25903 | -0.25777 | -0.25497 | -0.25281 | -0.25143 | -0.24977 | -0.24746 | -0.24353 | -0.24068 | -0.23737 | -0.23824 | -0.24066 | -0.22503 | -0.21244 | -0.21682 | -0.22029 | -0.22097
34.7BL | Measured household void properties | Input | 000's | 2 |  |  | 16.893 | 17.6072 | 18.4051 | 19.2503 | 20.0872 | 20.9104 | 21.7442 | 22.5771 | 23.3655 | 24.0246 | 24.6163 | 25.203 | 25.7926 | 26.3777 | 26.9661 | 27.5421 | 28.1013 | 28.6534 | 29.1984 | 29.7278 | 30.2327 | 30.7133 | 31.1696 | 31.6016 | 32.0177 | 32.4267 | 32.8285 | 33.2231 | 33.6106 | 33.9364 | 34.1764 | 34.4083 | 34.641 | 34.8793 | 35.0539 | 35.1618 | 35.27 | 35.3788 | 35.4895 | 35.6091 | 35.734 | 35.865 | 36.0062 | 36.1554 | 36.3121 | 36.4743 | 36.637 | 36.7968 | 36.9554 | 37.1112 | 37.2648 | 37.4171 | 37.5677 | 37.716 | 37.8603 | 38.0018 | 38.14 | 38.2791 | 38.4205 | 38.5464 | 38.6597 | 38.7773 | 38.8984 | 39.0202
35BL | Unmeasured households - properties (excl. void) | Input | 000's | 2 |  |  | 646.799 | 636.1772 | 621.7525 | 605.6922 | 590.843 | 577.2046 | 563.5711 | 549.9423 | 536.3135 | 524.6065 | 514.8023 | 504.9981 | 495.194 | 485.3993 | 475.3044 | 465.2191 | 455.453 | 445.6869 | 435.9207 | 426.3925 | 417.3494 | 408.7915 | 400.7094 | 393.1029 | 385.7343 | 378.3657 | 370.9971 | 363.6285 | 356.2599 | 350.0805 | 345.0904 | 340.1003 | 335.1102 | 330.1296 | 327.0518 | 325.8767 | 324.7017 | 323.5267 | 322.3517 | 321.1767 | 320.0017 | 318.8267 | 317.6516 | 316.4766 | 315.3016 | 314.1266 | 312.9516 | 311.7766 | 310.6016 | 309.4361 | 308.2706 | 307.1051 | 305.9396 | 304.7741 | 303.6086 | 302.4431 | 301.2776 | 300.1121 | 298.9466 | 298.2568 | 298.0426 | 297.8285 | 297.6144 | 297.4003
35.1BL | Unmeasured household void properties | Input | 000's | 2 |  |  | 27.589 | 27.0099 | 26.3975 | 25.7156 | 25.0852 | 24.5062 | 23.9273 | 23.3487 | 22.7701 | 22.273 | 21.8568 | 21.4405 | 21.0243 | 20.6084 | 20.1798 | 19.7516 | 19.337 | 18.9224 | 18.5077 | 18.1032 | 17.7192 | 17.3559 | 17.0128 | 16.6898 | 16.377 | 16.0641 | 15.7513 | 15.4384 | 15.1256 | 14.8632 | 14.6514 | 14.4395 | 14.2276 | 14.0162 | 13.8855 | 13.8356 | 13.7857 | 13.7358 | 13.686 | 13.6361 | 13.5862 | 13.5363 | 13.4864 | 13.4365 | 13.3866 | 13.3368 | 13.2869 | 13.237 | 13.1871 | 13.1376 | 13.0881 | 13.0386 | 12.9892 | 12.9397 | 12.8902 | 12.8407 | 12.7912 | 12.7417 | 12.6923 | 12.663 | 12.6539 | 12.6448 | 12.6357 | 12.6266
36BL | Total Resource Zone Properties (incl. voids) | sum (31BL:34BL) + 34.7BL + 35BL + 35.1BL | 000's | 2 | 0 | 0 | 1229.412 | 1237.0179 | 1245.2044 | 1253.0485 | 1261.9438 | 1271.704 | 1281.7749 | 1291.8244 | 1300.587 | 1307.6503 | 1314.7498 | 1321.7071 | 1328.7474 | 1335.6643 | 1342.3667 | 1348.7203 | 1354.9199 | 1360.9162 | 1366.7072 | 1372.309 | 1377.7128 | 1382.9191 | 1387.9193 | 1392.7126 | 1397.2974 | 1401.6761 | 1405.8473 | 1409.812 | 1413.5735 | 1416.7945 | 1418.7787 | 1420.5273 | 1422.3002 | 1424.2454 | 1426.3341 | 1428.4824 | 1430.6363 | 1432.81 | 1435.0377 | 1437.523 | 1440.1618 | 1442.9746 | 1446.0831 | 1449.4212 | 1452.979 | 1456.6928 | 1460.421 | 1464.068 | 1467.6783 | 1471.2078 | 1474.675 | 1478.1023 | 1481.4817 | 1484.7944 | 1487.9938 | 1491.1109 | 1494.1325 | 1497.179 | 1500.2954 | 1503.4566 | 1506.75 | 1510.1701 | 1513.6904 | 1517.2302
37BL | Measured Non Household - Population | Input | 000's | 2 |  |  | 39.2098 | 39.5928 | 39.9455 | 40.2759 | 40.5583 | 40.8251 | 41.2297 | 41.653 | 42.0999 | 42.5201 | 43.0343 | 43.7835 | 44.3952 | 44.9033 | 45.3444 | 45.7614 | 46.1892 | 46.6464 | 47.0928 | 47.5292 | 48.002 | 48.5142 | 49.0514 | 49.5834 | 50.0982 | 50.6399 | 51.1707 | 51.651 | 52.0817 | 52.4837 | 52.8478 | 53.1236 | 53.345 | 53.5403 | 53.7218 | 53.9063 | 53.9933 | 54.0283 | 54.0614 | 54.1161 | 54.1605 | 54.1938 | 54.3254 | 54.5813 | 54.9209 | 55.2847 | 55.6467 | 56.0094 | 56.3662 | 56.7531 | 57.1501 | 57.5341 | 57.9018 | 58.2332 | 58.5496 | 58.871 | 59.1501 | 59.3756 | 59.5849 | 59.7578 | 59.9357 | 60.1191 | 60.3028 | 60.4884
38BL | Unmeasured Non Household - Population | Input | 000's | 2 |  |  | 7.463 | 7.5359 | 7.603 | 7.6659 | 7.7196 | 7.7704 | 7.8474 | 7.928 | 8.0131 | 8.093 | 8.1909 | 8.3335 | 8.4499 | 8.5466 | 8.6306 | 8.71 | 8.7914 | 8.8784 | 8.9634 | 9.0464 | 9.1364 | 9.2339 | 9.3362 | 9.4374 | 9.5354 | 9.6385 | 9.7396 | 9.831 | 9.913 | 9.9895 | 10.0588 | 10.1112 | 10.1534 | 10.1906 | 10.2251 | 10.2602 | 10.2768 | 10.2835 | 10.2897 | 10.3002 | 10.3086 | 10.3149 | 10.34 | 10.3887 | 10.4534 | 10.5226 | 10.5915 | 10.6605 | 10.7284 | 10.8021 | 10.8776 | 10.9507 | 11.0207 | 11.0838 | 11.144 | 11.2052 | 11.2583 | 11.3012 | 11.3411 | 11.374 | 11.4078 | 11.4427 | 11.4777 | 11.513
39BL | Measured Household - Population | Input | 000's | 2 |  |  | 920.6295 | 956.9837 | 1004.1386 | 1053.2853 | 1102.2921 | 1149.5102 | 1197.226 | 1244.83 | 1289.7933 | 1326.4932 | 1359.8474 | 1393.5164 | 1428.4769 | 1464.0067 | 1500.0029 | 1534.8123 | 1568.4922 | 1602.1367 | 1636.0888 | 1669.4095 | 1701.048 | 1731.644 | 1761.3689 | 1790.448 | 1818.5795 | 1845.6545 | 1872.5081 | 1899.7354 | 1926.7982 | 1950.2144 | 1968.6037 | 1986.8474 | 2004.9194 | 2022.8037 | 2036.6225 | 2046.3587 | 2056.2594 | 2066.2699 | 2076.3208 | 2086.3891 | 2096.568 | 2106.9312 | 2117.227 | 2127.3755 | 2137.4783 | 2147.6652 | 2158.002 | 2168.4014 | 2178.8222 | 2189.1451 | 2199.4127 | 2209.6911 | 2219.9334 | 2230.1817 | 2240.3535 | 2250.3931 | 2260.432 | 2270.4873 | 2280.4836 | 2289.4344 | 2297.2434 | 2304.9741 | 2312.6652 | 2320.3211
40BL | Unmeasured Household - Population | Input | 000's | 2 |  |  | 1715.4094 | 1690.485 | 1658.3668 | 1622.9561 | 1589.7195 | 1558.6785 | 1527.5052 | 1496.2029 | 1464.7769 | 1436.9516 | 1412.7564 | 1388.5014 | 1364.1975 | 1339.8588 | 1314.8867 | 1289.8921 | 1265.4847 | 1241.0569 | 1216.614 | 1192.6359 | 1169.6026 | 1147.5198 | 1126.3984 | 1106.2498 | 1086.6091 | 1067.0005 | 1047.419 | 1027.8656 | 1008.3454 | 991.2729 | 976.6654 | 962.1158 | 947.6252 | 933.1905 | 922.7175 | 916.2323 | 909.8321 | 903.5164 | 897.2839 | 891.1327 | 885.0581 | 879.0574 | 873.128 | 867.2646 | 861.4622 | 855.7171 | 850.0268 | 844.3914 | 838.8117 | 833.2874 | 827.8187 | 822.4051 | 817.0465 | 811.7423 | 806.4926 | 801.2974 | 796.156 | 791.0688 | 786.0345 | 782.0772 | 779.1993 | 776.3723 | 773.5936 | 770.8608
41BL | Total Resource Zone Population | sum (37BL:40BL) | 000's | 2 | 0 | 0 | 2682.7116 | 2694.5974 | 2710.0539 | 2724.1832 | 2740.2895 | 2756.7842 | 2773.8083 | 2790.6139 | 2804.6832 | 2814.0579 | 2823.829 | 2834.1348 | 2845.5194 | 2857.3154 | 2868.8646 | 2879.1758 | 2888.9574 | 2898.7185 | 2908.7589 | 2918.6211 | 2927.789 | 2936.912 | 2946.1548 | 2955.7186 | 2964.8221 | 2972.9335 | 2980.8374 | 2989.0829 | 2997.1383 | 3003.9604 | 3008.1756 | 3012.1981 | 3016.0429 | 3019.725 | 3023.2869 | 3026.7575 | 3030.3617 | 3034.0981 | 3037.9558 | 3041.938 | 3046.0953 | 3050.4973 | 3055.0204 | 3059.6101 | 3064.3149 | 3069.1895 | 3074.267 | 3079.4627 | 3084.7285 | 3089.9877 | 3095.2592 | 3100.5811 | 3105.9024 | 3111.2409 | 3116.5397 | 3121.7666 | 3126.9965 | 3132.2329 | 3137.4441 | 3142.6434 | 3147.7862 | 3152.9083 | 3158.0393 | 3163.1833
42BL | Average household occupancy rate (excl. voids) | (39BL + 40BL) / (34BL + 35BL) | h/prop | 1 | #DIV/0! | #DIV/0! | 2.353 | 2.3494 | 2.3465 | 2.3431 | 2.3395 | 2.3347 | 2.3297 | 2.3246 | 2.3197 | 2.3142 | 2.3089 | 2.3042 | 2.3004 | 2.2973 | 2.2945 | 2.2913 | 2.288 | 2.2851 | 2.2828 | 2.2807 | 2.2785 | 2.2765 | 2.2749 | 2.274 | 2.2732 | 2.2718 | 2.2707 | 2.2703 | 2.2701 | 2.2699 | 2.2699 | 2.2701 | 2.2703 | 2.27 | 2.2695 | 2.2688 | 2.2683 | 2.2679 | 2.2675 | 2.2667 | 2.2659 | 2.2649 | 2.2635 | 2.2617 | 2.2595 | 2.2571 | 2.2549 | 2.2529 | 2.2511 | 2.2494 | 2.2477 | 2.2462 | 2.2448 | 2.2435 | 2.2424 | 2.2414 | 2.2406 | 2.2398 | 2.2388 | 2.2379 | 2.2367 | 2.2353 | 2.2337 | 2.2321
43BL | Total Household Metering penetration (excl. voids) | 34BL / (34BL + 35BL) | % | 1 | #DIV/0! | #DIV/0! | 42.27% | 43.54% | 45.2% | 46.97% | 48.65% | 50.24% | 51.81% | 53.36% | 54.84% | 56.07% | 57.13% | 58.17% | 59.21% | 60.23% | 61.26% | 62.26% | 63.23% | 64.18% | 65.12% | 66.02% | 66.87% | 67.68% | 68.43% | 69.14% | 69.82% | 70.49% | 71.15% | 71.8% | 72.45% | 72.98% | 73.4% | 73.82% | 74.23% | 74.65% | 74.92% | 75.04% | 75.17% | 75.29% | 75.42% | 75.55% | 75.68% | 75.82% | 75.96% | 76.1% | 76.24% | 76.39% | 76.54% | 76.69% | 76.83% | 76.97% | 77.11% | 77.25% | 77.39% | 77.52% | 77.66% | 77.79% | 77.92% | 78.04% | 78.17% | 78.27% | 78.33% | 78.39% | 78.46% | 78.52%
44BL | Total Household Metering penetration (incl. voids) | (34BL) / (34BL + 34.7BL + 35BL + 35.1BL) | % | 1 | #DIV/0! | #DIV/0! | 40.65% | 41.89% | 43.49% | 45.19% | 46.81% | 48.35% | 49.87% | 51.36% | 52.79% | 53.98% | 55% | 56.01% | 57.01% | 58% | 58.99% | 59.96% | 60.9% | 61.82% | 62.72% | 63.6% | 64.42% | 65.2% | 65.93% | 66.61% | 67.27% | 67.92% | 68.56% | 69.19% | 69.81% | 70.34% | 70.74% | 71.14% | 71.54% | 71.95% | 72.21% | 72.33% | 72.45% | 72.57% | 72.69% | 72.82% | 72.95% | 73.08% | 73.21% | 73.35% | 73.49% | 73.64% | 73.78% | 73.92% | 74.06% | 74.2% | 74.33% | 74.47% | 74.6% | 74.73% | 74.86% | 74.99% | 75.11% | 75.24% | 75.36% | 75.45% | 75.51% | 75.58% | 75.64% | 75.7%
45BL | Distribution input | sum (12BL:15BL) +21BL + 22BL + 27BL + 28BL | Ml/d | 2 | 0 | 0 | 706.1226 | 684.802 | 688.2303 | 689.1291 | 697.8227 | 713.2706 | 716.6095 | 722.6761 | 731.5245 | 732.1962 | 732.8942 | 733.4818 | 734.2247 | 735.0821 | 735.6027 | 736.0558 | 736.2068 | 736.4051 | 736.598 | 736.5993 | 736.8861 | 737.2004 | 737.5131 | 737.8822 | 738.3347 | 738.8477 | 738.3875 | 738.8064 | 739.1278 | 736.0954 | 736.041 | 735.8584 | 735.6051 | 735.4156 | 735.2881 | 735.3935 | 735.4925 | 735.6897 | 735.8851 | 736.1148 | 736.3273 | 736.6112 | 736.9289 | 737.2611 | 737.611 | 737.9862 | 738.3895 | 738.7898 | 739.2288 | 739.6491 | 740.0412 | 740.3979 | 740.799 | 741.2254 | 741.6528 | 742.0721 | 742.4914 | 742.9249 | 743.3685 | 743.85 | 744.3149 | 744.8893 | 745.4197 | 745.954
46BL | Target headroom (climate change component) | Input | Ml/d | 2 |  |  | 0 | 0 | 0 | 0 | 0 | 0 | 0 | 0 | 0 | 0 | 0 | 0 | 0 | 0 | 0 | 0 | 0 | 0 | 0 | 0 | 0 | 0 | 0 | 0 | 0 | 0 | 0 | 0 | 0 | 0 | 0 | 0 | 0 | 0 | 0 | 0 | 0 | 0 | 0 | 0 | 0 | 0 | 0 | 0 | 0 | 0 | 0 | 0 | 0 | 0 | 0 | 0 | 0 | 0 | 0 | 0 | 0 | 0 | 0 | 0 | 0 | 0 | 0 | 0
47BL | Target headroom (All other components) | Input | Ml/d | 2 |  |  | 6.8378 | 6.8378 | 7.3306 | 7.8296 | 8.1832 | 7.6285 | 6.9431 | 6.2621 | 5.7293 | 5.2156 | 4.2761 | 3.7435 | 3.3733 | 2.7752 | 2.3444 | 1.9207 | 1.5701 | 1.2618 | 0.97396 | 0.56681 | 0.65255 | 0.63256 | 0.48655 | 0.49242 | 0.38236 | 0.3568 | 0.33569 | 0.26624 | 0.12883 | 0.24976 | 0.24976 | 0.24976 | 0.24976 | 0.24976 | 0.24976 | 0.24976 | 0.24976 | 0.24976 | 0.24976 | 0.24976 | 0.24976 | 0.24976 | 0.24976 | 0.24976 | 0.24976 | 0.24976 | 0.24976 | 0.24976 | 0.24976 | 0.24976 | 0.24976 | 0.24976 | 0.24976 | 0.24976 | 0.24976 | 0.24976 | 0.24976 | 0.24976 | 0.24976 | 0.24976 | 0.24976 | 0.24976 | 0.24976 | 0.24976
48BL | Target Headroom | 46BL + 47BL | Ml/d | 2 | 0 | 0 | 6.8378 | 6.8378 | 7.3306 | 7.8296 | 8.1832 | 7.6285 | 6.9431 | 6.2621 | 5.7293 | 5.2156 | 4.2761 | 3.7435 | 3.3733 | 2.7752 | 2.3444 | 1.9207 | 1.5701 | 1.2618 | 0.97396 | 0.56681 | 0.65255 | 0.63256 | 0.48655 | 0.49242 | 0.38236 | 0.3568 | 0.33569 | 0.26624 | 0.12883 | 0.24976 | 0.24976 | 0.24976 | 0.24976 | 0.24976 | 0.24976 | 0.24976 | 0.24976 | 0.24976 | 0.24976 | 0.24976 | 0.24976 | 0.24976 | 0.24976 | 0.24976 | 0.24976 | 0.24976 | 0.24976 | 0.24976 | 0.24976 | 0.24976 | 0.24976 | 0.24976 | 0.24976 | 0.24976 | 0.24976 | 0.24976 | 0.24976 | 0.24976 | 0.24976 | 0.24976 | 0.24976 | 0.24976 | 0.24976 | 0.24976
49BL | Available Headroom | 11BL - 45BL | Ml/d | 2 | 0 | 0 | 17.9936 | 38.5742 | 34.5022 | 32.9561 | 23.6115 | 7.509 | 3.5121 | -12.2157 | -21.7287 | -23.0682 | -24.4372 | -25.6989 | -27.1189 | -28.6563 | -29.8599 | -30.9989 | -31.8385 | -32.7281 | -33.615 | -34.3131 | -35.2993 | -36.3155 | -37.3326 | -38.4087 | -39.5705 | -40.7953 | -41.0493 | -42.1848 | -43.225 | -40.9137 | -41.5827 | -42.1257 | -42.6001 | -43.1405 | -43.7451 | -44.5846 | -45.4199 | -46.3554 | -47.2911 | -48.263 | -49.2198 | -50.25 | -51.3159 | -52.3981 | -53.5 | -54.629 | -55.788 | -56.9458 | -58.1441 | -59.3255 | -60.4804 | -61.6018 | -62.7692 | -63.9637 | -65.1609 | -66.3516 | -67.5441 | -68.7523 | -69.9724 | -71.2319 | -72.4764 | -73.832 | -75.1453 | -76.4639
49.1BL | Available non-potable balance (if applicable) | 1.1BL -12.1BL | Ml/d | 2 | 0 | 0 | 22.6942 | 22.6942 | 22.6942 | 20.3442 | 43.1842 | 11.1842 | -0.79079 | 40.2092 | 11.2092 | 11.2092 | 11.2092 | 11.2092 | 11.2092 | 11.2092 | 11.2092 | 11.2092 | 11.2092 | 11.2092 | 11.2092 | 151.2092 | 151.2092 | 151.2092 | 151.2092 | 151.2092 | 151.2092 | 151.2092 | 151.2092 | 151.2092 | 151.2092 | 151.2092 | 151.2092 | 151.2092 | 151.2092 | 151.2092 | 151.2092 | 151.2092 | 151.2092 | 151.2092 | 151.2092 | 151.2092 | 151.2092 | 151.2092 | 151.2092 | 151.2092 | 151.2092 | 151.2092 | 151.2092 | 151.2092 | 151.2092 | 151.2092 | 151.2092 | 151.2092 | 151.2092 | 151.2092 | 151.2092 | 151.2092 | 151.2092 | 151.2092 | 151.2092 | 151.2092 | 151.2092 | 151.2092 | 151.2092 | 151.2092
50BL | Supply Demand Balance | 49BL - 48BL | Ml/d | 2 | 0 | 0 | 11.1559 | 31.7365 | 27.1717 | 25.1265 | 15.4283 | -0.11946 | -3.431 | -18.4778 | -27.458 | -28.2839 | -28.7133 | -29.4424 | -30.4922 | -31.4315 | -32.2043 | -32.9195 | -33.4086 | -33.9899 | -34.589 | -34.8799 | -35.9518 | -36.948 | -37.8192 | -38.9011 | -39.9529 | -41.1521 | -41.385 | -42.451 | -43.3539 | -41.1635 | -41.8325 | -42.3755 | -42.8499 | -43.3903 | -43.9948 | -44.8344 | -45.6696 | -46.6051 | -47.5409 | -48.5128 | -49.4696 | -50.4997 | -51.5657 | -52.6479 | -53.7498 | -54.8788 | -56.0377 | -57.1956 | -58.3939 | -59.5752 | -60.7302 | -61.8516 | -63.019 | -64.2135 | -65.4107 | -66.6014 | -67.7938 | -69.0021 | -70.2222 | -71.4817 | -72.7262 | -74.0818 | -75.395 | -76.7137
Table 3b: DYAA - Final plan Options | Back to top of sheet
WRMP24 reference | Option type | Cat ID | Unit | Decimal places | 2019-20 | 2020-21 | 2021-22 | 2022-23 | 2023-24 | 2024-25 | 2025-26 | 2026-27 | 2027-28 | 2028-29 | 2029-30 | 2030-31 | 2031-32 | 2032-33 | 2033-34 | 2034-35 | 2035-36 | 2036-37 | 2037-38 | 2038-39 | 2039-40 | 2040-41 | 2041-42 | 2042-43 | 2043-44 | 2044-45 | 2045-46 | 2046-47 | 2047-48 | 2048-49 | 2049-50 | 2050-51 | 2051-52 | 2052-53 | 2053-54 | 2054-55 | 2055-56 | 2056-57 | 2057-58 | 2058-59 | 2059-60 | 2060-61 | 2061-62 | 2062-63 | 2063-64 | 2064-65 | 2065-66 | 2066-67 | 2067-68 | 2068-69 | 2069-70 | 2070-71 | 2071-72 | 2072-73 | 2073-74 | 2074-75 | 2075-76 | 2076-77 | 2077-78 | 2078-79 | 2079-80 | 2080-81 | 2081-82 | 2082-83 | 2083-84 | 2084-85 | 2085-86 | 2086-87 | 2087-88 | 2088-89 | 2089-90 | 2090-91 | 2091-92 | 2092-93 | 2093-94 | 2094-95 | 2095-96 | 2096-97 | 2097-98 | 2098-99 | 2099-100
1.11FP | Non potable supplies input reductions as -ve and increases as +ve | RSNPS | Ml/d | 2 |  |  | 0 | 0 | 0 | 0 | 0 | 0 | 0 | 0 | 0 | 0 | 0 | 0 | 0 | 0 | 0 | 0 | 0 | 0 | 0 | -140 | -140 | -140 | -140 | -140 | -140 | -140 | -140 | -140 | -140 | -140 | -140 | -140 | -140 | -140 | -140 | -140 | -140 | -140 | -140 | -140 | -140 | -140 | -140 | -140 | -140 | -140 | -140 | -140 | -140 | -140 | -140 | -140 | -140 | -140 | -140 | -140 | -140 | -140 | -140 | -140 | -140 | -140 | -140 | -140
2.1FP | Raw water imports input reductions as -ve | RSRWI | Ml/d | 2 |  |  | 0 | 0 | 0 | 0 | 0 | 0 | 0 | 0 | 0 | 0 | 0 | 0 | 0 | 0 | 0 | 0 | 0 | 0 | 0 | 0 | 0 | 0 | 0 | 0 | 0 | 0 | 0 | 0 | 0 | 0 | 0 | 0 | 0 | 0 | 0 | 0 | 0 | 0 | 0 | 0 | 0 | 0 | 0 | 0 | 0 | 0 | 0 | 0 | 0 | 0 | 0 | 0 | 0 | 0 | 0 | 0 | 0 | 0 | 0 | 0 | 0 | 0 | 0 | 0
3.1FP | Potable water imports input reductions as -ve | RSPWI | Ml/d | 2 |  |  | 0 | 0 | 0 | 0 | 0 | 0 | 0 | 0 | 0 | 0 | 0 | 0 | 0 | 0 | 0 | 0 | 0 | 0 | 0 | 0 | 0 | 0 | 0 | 0 | 0 | 0 | 0 | 0 | 0 | 0 | 0 | 0 | 0 | 0 | 0 | 0 | 0 | 0 | 0 | 0 | 0 | 0 | 0 | 0 | 0 | 0 | 0 | 0 | 0 | 0 | 0 | 0 | 0 | 0 | 0 | 0 | 0 | 0 | 0 | 0 | 0 | 0 | 0 | 0
4.1FP | Raw water exports input reductions as +ve and increases as -ve | RSRWE | Ml/d | 2 |  |  | 0 | 0 | 0 | 0 | 0 | 0 | 0 | 0 | 0 | 0 | 0 | 0 | 0 | 0 | 0 | 0 | 0 | 0 | 0 | 0 | 0 | 0 | 0 | 0 | 0 | 0 | 0 | 0 | 0 | 0 | 0 | 0 | 0 | 0 | 0 | 0 | 0 | 0 | 0 | 0 | 0 | 0 | 0 | 0 | 0 | 0 | 0 | 0 | 0 | 0 | 0 | 0 | 0 | 0 | 0 | 0 | 0 | 0 | 0 | 0 | 0 | 0 | 0 | 0
5.1FP | Potable water exports input reductions as +ve and increases as -ve | RSPWE | Ml/d | 2 |  |  | 0 | 0 | 0 | 0 | 0 | 0 | 0 | 0 | 0 | 0 | 0 | 0 | 0 | 0 | 0 | 0 | 0 | 0 | 0 | 0 | 0 | 0 | 0 | 0 | 0 | 0 | 0 | 0 | 0 | 0 | 0 | 0 | 0 | 0 | 0 | 0 | 0 | 0 | 0 | 0 | 0 | 0 | 0 | 0 | 0 | 0 | 0 | 0 | 0 | 0 | 0 | 0 | 0 | 0 | 0 | 0 | 0 | 0 | 0 | 0 | 0 | 0 | 0 | 0
6.2FP | DO benefit from increase raw water abstractions | RSRWA | Ml/d | 2 |  |  | 0 | 0 | 0 | 0 | 0 | 0 | 0 | 0 | 0 | 0 | 0 | 0 | 0 | 0 | 0 | 0 | 0 | 0 | 0 | 0 | 0 | 0 | 0 | 0 | 0 | 0 | 0 | 0 | 0 | 0 | 0 | 0 | 0 | 0 | 0 | 0 | 0 | 0 | 0 | 0 | 0 | 0 | 0 | 0 | 0 | 0 | 0 | 0 | 0 | 0 | 0 | 0 | 0 | 0 | 0 | 0 | 0 | 0 | 0 | 0 | 0 | 0 | 0 | 0
6.3FP | Other options to increase deployable output | RSIPO | Ml/d | 2 |  |  | 0 | 0 | 0 | 0 | 0 | 0 | 0 | 0 | 0 | 0 | 0 | 0 | 0 | 0 | 0 | 0 | 0 | 0 | 0 | 0 | 0 | 0 | 0 | 0 | 0 | 0 | 0 | 0 | 0 | 0 | 0 | 0 | 0 | 0 | 0 | 0 | 0 | 0 | 0 | 0 | 0 | 0 | 0 | 0 | 0 | 0 | 0 | 0 | 0 | 0 | 0 | 0 | 0 | 0 | 0 | 0 | 0 | 0 | 0 | 0 | 0 | 0 | 0 | 0
7.01FP | DO benefit from supply side drought measures | RSDPS | Ml/d | 2 |  |  | 0 | 0 | 0 | 0 | 0 | 0 | 0 | 0 | 0 | 0 | 0 | 0 | 0 | 0 | 0 | 0 | 0 | 0 | 0 | 0 | 0 | 0 | 0 | 0 | 0 | 0 | 0 | 0 | 0 | 0 | 0 | 0 | 0 | 0 | 0 | 0 | 0 | 0 | 0 | 0 | 0 | 0 | 0 | 0 | 0 | 0 | 0 | 0 | 0 | 0 | 0 | 0 | 0 | 0 | 0 | 0 | 0 | 0 | 0 | 0 | 0 | 0 | 0 | 0
7.02FP | Benefit from demand side drought measures | RSDPD | Ml/d | 2 |  |  | 24 | 24 | 24 | 24 | 24 | 24 | 24 | 24 | 24 | 24 | 24 | 24 | 24 | 24 | 24 | 24 | 24 | 24 | 24 | 24 | 24 | 24 | 24 | 24 | 24 | 24 | 24 | 24 | 24 | 24 | 24 | 24 | 24 | 24 | 24 | 24 | 24 | 24 | 24 | 24 | 24 | 24 | 24 | 24 | 24 | 24 | 24 | 24 | 24 | 24 | 24 | 24 | 24 | 24 | 24 | 24 | 24 | 24 | 24 | 24 | 24 | 24 | 24 | 24
8.1FP | Reduce raw water losses and operational use input as -ve | RSLOU | Ml/d | 2 |  |  | 0 | 0 | 0 | 0 | 0 | 0 | 0 | 0 | 0 | 0 | 0 | 0 | 0 | 0 | 0 | 0 | 0 | 0 | 0 | 0 | 0 | 0 | 0 | 0 | 0 | 0 | 0 | 0 | 0 | 0 | 0 | 0 | 0 | 0 | 0 | 0 | 0 | 0 | 0 | 0 | 0 | 0 | 0 | 0 | 0 | 0 | 0 | 0 | 0 | 0 | 0 | 0 | 0 | 0 | 0 | 0 | 0 | 0 | 0 | 0 | 0 | 0 | 0 | 0
8.2FP | Reduce treatment works losses input as -ve | PSTWL | Ml/d | 2 |  |  | 0 | 0 | 0 | 0 | 0 | 0 | 0 | 0 | 0 | 0 | 0 | 0 | 0 | 0 | 0 | 0 | 0 | 0 | 0 | 0 | 0 | 0 | 0 | 0 | 0 | 0 | 0 | 0 | 0 | 0 | 0 | 0 | 0 | 0 | 0 | 0 | 0 | 0 | 0 | 0 | 0 | 0 | 0 | 0 | 0 | 0 | 0 | 0 | 0 | 0 | 0 | 0 | 0 | 0 | 0 | 0 | 0 | 0 | 0 | 0 | 0 | 0 | 0 | 0
9.1FP | Reduce outages input as -ve | PSROU | Ml/d | 2 |  |  | 0 | 0 | 0 | 0 | 0 | 0 | 0 | 0 | 0 | 0 | 0 | 0 | 0 | 0 | 0 | 0 | 0 | 0 | 0 | 0 | 0 | 0 | 0 | 0 | 0 | 0 | 0 | 0 | 0 | 0 | 0 | 0 | 0 | 0 | 0 | 0 | 0 | 0 | 0 | 0 | 0 | 0 | 0 | 0 | 0 | 0 | 0 | 0 | 0 | 0 | 0 | 0 | 0 | 0 | 0 | 0 | 0 | 0 | 0 | 0 | 0 | 0 | 0 | 0
12.2FP | Change volume delivered to measured non households input reductions as -ve, line to include both measured non-household consumption and USPL options | CVMNH | Ml/d | 2 |  |  | 0 | 0 | 0 | 0 | -0.75949 | -1.5182 | -2.2768 | -3.0356 | -3.7943 | -4.8493 | -5.9043 | -6.9593 | -8.0145 | -9.0697 | -10.3563 | -11.6435 | -12.9308 | -12.9337 | -12.9366 | -12.9405 | -12.9444 | -12.9484 | -12.9524 | -12.9564 | -12.9604 | -12.9645 | -12.9686 | -12.9727 | -12.9769 | -12.9772 | -12.9775 | -12.9778 | -12.9781 | -12.9784 | -12.9787 | -12.979 | -12.9793 | -12.9796 | -12.9799 | -12.9802 | -12.9805 | -12.9808 | -12.9811 | -12.9814 | -12.9817 | -12.982 | -12.9823 | -12.9826 | -12.9829 | -12.9832 | -12.9835 | -12.9838 | -12.9841 | -12.9844 | -12.9847 | -12.985 | -12.9853 | -12.9856 | -12.9859 | -12.9861 | -12.9864 | -12.9867 | -12.987 | -12.9873
13.1FP | Change volume delivered to unmeasured non households input reductions as -ve, line to include both unmeasured non-household consumption and USPL options | CVUNH | Ml/d | 2 |  |  | 0 | 0 | 0 | 0 | -0.14796 | -0.4785 | -0.84633 | -1.2137 | -1.5806 | -1.947 | -2.313 | -2.6786 | -3.0437 | -3.4083 | -3.5893 | -3.5871 | -3.5848 | -3.5826 | -3.5803 | -3.5782 | -3.5762 | -3.5741 | -3.5721 | -3.57 | -3.5679 | -3.5658 | -3.5638 | -3.5616 | -3.5596 | -3.5582 | -3.5581 | -3.5581 | -3.558 | -3.558 | -3.558 | -3.5579 | -3.5579 | -3.5578 | -3.5578 | -3.5577 | -3.5577 | -3.5576 | -3.5576 | -3.5575 | -3.5575 | -3.5574 | -3.5574 | -3.5574 | -3.5573 | -3.5573 | -3.5572 | -3.5572 | -3.5571 | -3.5571 | -3.557 | -3.557 | -3.5569 | -3.5569 | -3.5568 | -3.5568 | -3.5568 | -3.5567 | -3.5567 | -3.5566
14.1FP | Change volume delivered to measured households input reductions as -ve, line to include both measured household consumption and USPL options | CVMHH | Ml/d | 2 |  |  | 0 | 0 | 0 | 0 | -1.4255 | -3.5725 | -5.4067 | -7.2785 | -9.2305 | -10.8336 | -12.2153 | -13.6858 | -15.6863 | -17.7918 | -19.863 | -22.5826 | -25.3887 | -28.2683 | -31.231 | -34.2802 | -37.3477 | -40.4346 | -42.9272 | -44.14 | -45.3562 | -46.5693 | -47.7994 | -49.066 | -50.3542 | -49.7774 | -50.2271 | -50.683 | -51.1317 | -51.5616 | -51.8439 | -51.9787 | -52.1192 | -52.261 | -52.4008 | -52.524 | -52.6408 | -52.7531 | -52.8439 | -52.9149 | -52.9706 | -53.0199 | -53.0744 | -53.1383 | -53.205 | -53.2752 | -53.3479 | -53.4274 | -53.5106 | -53.5995 | -53.6937 | -53.7892 | -53.8913 | -53.9923 | -54.0868 | -54.143 | -54.1538 | -54.1502 | -54.1413 | -54.1309
15.1FP | Change volume delivered to unmeasured households input reductions as -ve, line to include both unmeasured household consumption and USPL options | CVUHH | Ml/d | 2 |  |  | 0 | 0 | 0 | 0 | -2.4205 | -11.0003 | -14.2932 | -17.5445 | -20.6678 | -23.8953 | -27.3576 | -30.7092 | -34.4077 | -37.9744 | -40.3684 | -41.9841 | -43.4873 | -44.8917 | -46.2071 | -47.4809 | -48.7173 | -49.9212 | -50.6099 | -50.3675 | -50.1181 | -49.8484 | -49.5603 | -49.2554 | -48.9267 | -48.5095 | -47.977 | -47.4517 | -46.9246 | -46.4018 | -46.0369 | -45.8412 | -45.6465 | -45.4574 | -45.2693 | -45.0837 | -44.8989 | -44.7162 | -44.5357 | -44.3571 | -44.1801 | -44.0047 | -43.8308 | -43.6567 | -43.4861 | -43.3159 | -43.1468 | -42.9749 | -42.8045 | -42.6356 | -42.4683 | -42.3026 | -42.1385 | -41.9759 | -41.8149 | -41.6969 | -41.6184 | -41.5485 | -41.4764 | -41.4056
21.1FP | Options to reduce water taken unbilled input as -ve | CSWTU | Ml/d | 2 |  |  | 0 | 0 | 0 | 0 | 0.00075148 | 0.0024526 | 0.0043942 | 0.0063783 | 0.0083625 | 0.010515 | 0.012834 | 0.015153 | 0.017472 | 0.019791 | 0.020958 | 0.020965 | 0.020959 | 0.020948 | 0.020936 | 0.020924 | 0.020919 | 0.020919 | 0.02092 | 0.020921 | 0.020915 | 0.020903 | 0.020892 | 0.02088 | 0.020868 | 0.020862 | 0.020861 | 0.02086 | 0.020859 | 0.020858 | 0.020858 | 0.020857 | 0.020856 | 0.020855 | 0.020854 | 0.020853 | 0.020853 | 0.020852 | 0.020851 | 0.02085 | 0.020849 | 0.020848 | 0.020848 | 0.020847 | 0.020846 | 0.020845 | 0.020844 | 0.020843 | 0.020843 | 0.020842 | 0.020841 | 0.02084 | 0.020839 | 0.020838 | 0.020838 | 0.020837 | 0.020836 | 0.020835 | 0.020834 | 0.020833
22.1FP | Reduce distribution system operational use (DSOU) input as -ve | DSDOU | Ml/d | 2 |  |  | 0 | 0 | 0 | 0 | 0 | 0 | 0 | 0 | 0 | 0 | 0 | 0 | 0 | 0 | 0 | 0 | 0 | 0 | 0 | 0 | 0 | 0 | 0 | 0 | 0 | 0 | 0 | 0 | 0 | 0 | 0 | 0 | 0 | 0 | 0 | 0 | 0 | 0 | 0 | 0 | 0 | 0 | 0 | 0 | 0 | 0 | 0 | 0 | 0 | 0 | 0 | 0 | 0 | 0 | 0 | 0 | 0 | 0 | 0 | 0 | 0 | 0 | 0 | 0
23.1FP | Options impacting on measured Non Household - USPL input reductions as -ve | CUMNH | Ml/d | 2 |  |  | 0 | 0 | 0 | 0 | -0.0071945 | -0.011055 | -0.014507 | -0.018289 | -0.022403 | -0.026848 | -0.031624 | -0.036731 | -0.04217 | -0.047939 | -0.057049 | -0.069321 | -0.081685 | -0.094141 | -0.10669 | -0.12365 | -0.14075 | -0.15796 | -0.17531 | -0.19277 | -0.21037 | -0.22809 | -0.24593 | -0.2639 | -0.28199 | -0.28333 | -0.28464 | -0.28596 | -0.28727 | -0.28858 | -0.2899 | -0.29121 | -0.29252 | -0.29383 | -0.29515 | -0.29646 | -0.29777 | -0.29909 | -0.3004 | -0.30171 | -0.30302 | -0.30434 | -0.30565 | -0.30696 | -0.30828 | -0.30954 | -0.3108 | -0.31206 | -0.31333 | -0.31459 | -0.31585 | -0.31712 | -0.31838 | -0.31964 | -0.3209 | -0.32217 | -0.32343 | -0.32469 | -0.32596 | -0.32722
24.1FP | Options impacting on unmeasured Non Household - USPL input reductions as -ve | CUUNH | Ml/d | 2 |  |  | 0 | 0 | 0 | 0 | -0.008082 | -0.02246 | -0.037729 | -0.052525 | -0.066847 | -0.080745 | -0.094187 | -0.10717 | -0.1197 | -0.13176 | -0.13781 | -0.13817 | -0.13852 | -0.13885 | -0.13917 | -0.13973 | -0.14029 | -0.14084 | -0.14138 | -0.14191 | -0.14243 | -0.14295 | -0.14345 | -0.14395 | -0.14448 | -0.14439 | -0.14434 | -0.14429 | -0.14425 | -0.1442 | -0.14415 | -0.14411 | -0.14406 | -0.14402 | -0.14397 | -0.14392 | -0.14388 | -0.14383 | -0.14378 | -0.14374 | -0.14369 | -0.14365 | -0.1436 | -0.14355 | -0.14351 | -0.14346 | -0.14341 | -0.14337 | -0.14332 | -0.14328 | -0.14323 | -0.14318 | -0.14314 | -0.14309 | -0.14304 | -0.143 | -0.14295 | -0.14291 | -0.14286 | -0.14281
25.1FP | Options impacting on measured Household - USPL input reductions as -ve | CUMHH | Ml/d | 2 |  |  | 0 | 0 | 0 | 0 | -0.11845 | -0.23102 | -0.34793 | -0.47274 | -0.60748 | -0.73627 | -0.85992 | -0.99254 | -1.1344 | -1.2852 | -1.4719 | -1.6923 | -1.919 | -2.1522 | -2.3914 | -2.7072 | -3.0287 | -3.3553 | -3.6867 | -4.0223 | -4.3631 | -4.71 | -5.0624 | -5.4203 | -5.7835 | -5.8392 | -5.8805 | -5.9204 | -5.9605 | -6.0015 | -6.031 | -6.0485 | -6.066 | -6.0837 | -6.1016 | -6.121 | -6.1412 | -6.1623 | -6.1851 | -6.2091 | -6.2343 | -6.2604 | -6.2866 | -6.3123 | -6.3378 | -6.3629 | -6.3876 | -6.4121 | -6.4364 | -6.4603 | -6.4836 | -6.5064 | -6.5287 | -6.5511 | -6.5739 | -6.5939 | -6.6116 | -6.6299 | -6.6488 | -6.6678
26.1FP | Options impacting on unmeasured Household - USPL input reductions as -ve | CUUHH | Ml/d | 2 |  |  | 0 | 0 | 0 | 0 | -0.26172 | -0.5405 | -0.81841 | -1.0888 | -1.3459 | -1.6159 | -1.8998 | -2.1718 | -2.432 | -2.6804 | -2.8682 | -2.9984 | -3.1206 | -3.2343 | -3.34 | -3.4966 | -3.6468 | -3.7913 | -3.9303 | -4.0644 | -4.1918 | -4.3105 | -4.4211 | -4.5236 | -4.618 | -4.5464 | -4.4886 | -4.4308 | -4.373 | -4.3153 | -4.2797 | -4.266 | -4.2523 | -4.2387 | -4.225 | -4.2114 | -4.1977 | -4.184 | -4.1704 | -4.1567 | -4.1431 | -4.1294 | -4.1157 | -4.1021 | -4.0884 | -4.0749 | -4.0613 | -4.0478 | -4.0342 | -4.0207 | -4.0071 | -3.9936 | -3.98 | -3.9665 | -3.9529 | -3.9449 | -3.9424 | -3.9398 | -3.9373 | -3.9347
27.1FP | Options impacting on Void properties - USPL input reductions as -ve | CUVPP | Ml/d | 2 |  |  | 0 | 0 | 0 | 0 | -0.00075148 | -0.0024526 | -0.0043942 | -0.0063783 | -0.0083625 | -0.010515 | -0.012834 | -0.015153 | -0.017472 | -0.019791 | -0.020958 | -0.020965 | -0.020959 | -0.020948 | -0.020936 | -0.020924 | -0.020919 | -0.020919 | -0.02092 | -0.020921 | -0.020915 | -0.020903 | -0.020892 | -0.02088 | -0.020868 | -0.020862 | -0.020861 | -0.02086 | -0.020859 | -0.020858 | -0.020858 | -0.020857 | -0.020856 | -0.020855 | -0.020854 | -0.020853 | -0.020853 | -0.020852 | -0.020851 | -0.02085 | -0.020849 | -0.020848 | -0.020848 | -0.020847 | -0.020846 | -0.020845 | -0.020844 | -0.020843 | -0.020843 | -0.020842 | -0.020841 | -0.02084 | -0.020839 | -0.020838 | -0.020838 | -0.020837 | -0.020836 | -0.020835 | -0.020834 | -0.020833
28.1FP | Reduce distribution losses input as -ve | DSRDL | Ml/d | 2 |  |  | 0 | 0 | 0 | 0 | -1.4462 | -2.8772 | -4.3041 | -5.7307 | -7.1608 | -8.5839 | -9.9982 | -11.4155 | -12.8355 | -14.2586 | -15.7102 | -17.1892 | -18.6699 | -20.1527 | -21.6373 | -23.6597 | -25.6828 | -27.7062 | -29.7303 | -31.7548 | -33.7808 | -35.8094 | -37.8403 | -39.8738 | -41.91 | -41.9246 | -41.9399 | -41.9565 | -41.9729 | -41.9884 | -41.9933 | -41.9882 | -41.9831 | -41.9778 | -41.9723 | -41.9653 | -41.9575 | -41.9487 | -41.9384 | -41.9267 | -41.9139 | -41.9002 | -41.8864 | -41.8731 | -41.86 | -41.8472 | -41.8348 | -41.8227 | -41.8107 | -41.7992 | -41.7882 | -41.7777 | -41.7678 | -41.7577 | -41.7472 | -41.734 | -41.7177 | -41.7007 | -41.6831 | -41.6655
Table 3c: DYAA - Final plan | Back to top of sheet
WRMP24 reference | Component | Derivation | Unit | Decimal places | 2019-20 | 2020-21 | 2021-22 | 2022-23 | 2023-24 | 2024-25 | 2025-26 | 2026-27 | 2027-28 | 2028-29 | 2029-30 | 2030-31 | 2031-32 | 2032-33 | 2033-34 | 2034-35 | 2035-36 | 2036-37 | 2037-38 | 2038-39 | 2039-40 | 2040-41 | 2041-42 | 2042-43 | 2043-44 | 2044-45 | 2045-46 | 2046-47 | 2047-48 | 2048-49 | 2049-50 | 2050-51 | 2051-52 | 2052-53 | 2053-54 | 2054-55 | 2055-56 | 2056-57 | 2057-58 | 2058-59 | 2059-60 | 2060-61 | 2061-62 | 2062-63 | 2063-64 | 2064-65 | 2065-66 | 2066-67 | 2067-68 | 2068-69 | 2069-70 | 2070-71 | 2071-72 | 2072-73 | 2073-74 | 2074-75 | 2075-76 | 2076-77 | 2077-78 | 2078-79 | 2079-80 | 2080-81 | 2081-82 | 2082-83 | 2083-84 | 2084-85 | 2085-86 | 2086-87 | 2087-88 | 2088-89 | 2089-90 | 2090-91 | 2091-92 | 2092-93 | 2093-94 | 2094-95 | 2095-96 | 2096-97 | 2097-98 | 2098-99 | 2099-100
1FP | Raw water abstracted | Input | Ml/d | 2 |  |  | 812.6889 | 790.1828 | 793.8017 | 797.1004 | 827.2377 | 862.2975 | 870.1166 | 877.8447 | 908.554 | 901.588 | 894.6455 | 887.6057 | 879.8507 | 872.2407 | 865.4058 | 858.7848 | 851.8691 | 846.3111 | 840.7513 | 834.4054 | 828.3795 | 822.395 | 817.5179 | 814.9105 | 812.3933 | 809.961 | 806.5002 | 803.9453 | 801.2867 | 799.0662 | 799.0761 | 798.9359 | 798.7301 | 798.6073 | 798.5501 | 798.7271 | 798.8907 | 799.1512 | 799.4111 | 799.7226 | 800.0225 | 800.401 | 800.8363 | 801.306 | 801.8092 | 802.3448 | 802.9034 | 803.4492 | 804.0294 | 804.5855 | 805.108 | 805.5889 | 806.1111 | 806.6526 | 807.1875 | 807.7105 | 808.225 | 808.754 | 809.2991 | 809.882 | 810.4565 | 811.1531 | 811.8113 | 812.474
1.1FP | Non-potable water supplies | 1.1BL + 1.11FP | Ml/d | 2 | 0 | 0 | 90 | 90 | 90 | 90 | 140 | 140 | 140 | 190 | 190 | 190 | 190 | 190 | 190 | 190 | 190 | 190 | 190 | 190 | 190 | 190 | 190 | 190 | 190 | 190 | 190 | 190 | 190 | 190 | 190 | 190 | 190 | 190 | 190 | 190 | 190 | 190 | 190 | 190 | 190 | 190 | 190 | 190 | 190 | 190 | 190 | 190 | 190 | 190 | 190 | 190 | 190 | 190 | 190 | 190 | 190 | 190 | 190 | 190 | 190 | 190 | 190 | 190 | 190 | 190
2FP | Raw water imported | 2BL + 2.1FP | Ml/d | 2 | 0 | 0 | 0 | 0 | 0 | 0 | 0 | 0 | 0 | 0 | 0 | 0 | 0 | 0 | 0 | 0 | 0 | 0 | 0 | 0 | 0 | 0 | 0 | 0 | 0 | 0 | 0 | 0 | 0 | 0 | 0 | 0 | 0 | 0 | 0 | 0 | 0 | 0 | 0 | 0 | 0 | 0 | 0 | 0 | 0 | 0 | 0 | 0 | 0 | 0 | 0 | 0 | 0 | 0 | 0 | 0 | 0 | 0 | 0 | 0 | 0 | 0 | 0 | 0 | 0 | 0
3FP | Potable water imported | 3BL + 3.1FP | Ml/d | 2 | 0 | 0 | 0.3 | 0.3 | 0.3 | 0.3 | 0.3 | 0.3 | 0.3 | 0.3 | 0.3 | 0.3 | 0.3 | 0.3 | 0.3 | 0.3 | 0.3 | 0.3 | 0.3 | 0.3 | 0.3 | 0.3 | 0.3 | 0.3 | 0.3 | 0.3 | 0.3 | 0.3 | 0.3 | 0.3 | 0.3 | 0.3 | 0.3 | 0.3 | 0.3 | 0.3 | 0.3 | 0.3 | 0.3 | 0.3 | 0.3 | 0.3 | 0.3 | 0.3 | 0.3 | 0.3 | 0.3 | 0.3 | 0.3 | 0.3 | 0.3 | 0.3 | 0.3 | 0.3 | 0.3 | 0.3 | 0.3 | 0.3 | 0.3 | 0.3 | 0.3 | 0.3 | 0.3 | 0.3 | 0.3 | 0.3
4FP | Raw water exported enter as -ve | 4BL + 4.1FP | Ml/d | 2 | 0 | 0 | 0 | 0 | 0 | 0 | 0 | 0 | 0 | 0 | 0 | 0 | 0 | 0 | 0 | 0 | 0 | 0 | 0 | 0 | 0 | 0 | 0 | 0 | 0 | 0 | 0 | 0 | 0 | 0 | 0 | 0 | 0 | 0 | 0 | 0 | 0 | 0 | 0 | 0 | 0 | 0 | 0 | 0 | 0 | 0 | 0 | 0 | 0 | 0 | 0 | 0 | 0 | 0 | 0 | 0 | 0 | 0 | 0 | 0 | 0 | 0 | 0 | 0 | 0 | 0
5FP | Potable water exported enter as -ve | 5BL + 5.1FP | Ml/d | 2 | 0 | 0 | -4.5316 | -4.6318 | -4.6318 | -4.6318 | -4.6318 | -4.6318 | -4.6318 | -4.6318 | -4.6318 | -4.6318 | -4.6318 | -4.6318 | -4.6318 | -4.6318 | -4.6318 | -4.6318 | -4.6318 | -4.6318 | -4.6318 | -4.6318 | -4.6318 | -4.6318 | -4.6318 | -4.6318 | -4.6318 | -4.6318 | -4.6318 | -4.6318 | -4.6318 | -4.6318 | -4.6318 | -4.6318 | -4.6318 | -4.6318 | -4.6318 | -4.6318 | -4.6318 | -4.6318 | -4.6318 | -4.6318 | -4.6318 | -4.6318 | -4.6318 | -4.6318 | -4.6318 | -4.6318 | -4.6318 | -4.6318 | -4.6318 | -4.6318 | -4.6318 | -4.6318 | -4.6318 | -4.6318 | -4.6318 | -4.6318 | -4.6318 | -4.6318 | -4.6318 | -4.6318 | -4.6318 | -4.6318 | -4.6318 | -4.6318
6.1FP | Deployable Output post forecast changes | 6.1BL + 6.2FP + 6.3FP +7.01FP +7.02FP | Ml/d | 2 | 0 | 0 | 805.969 | 805.3291 | 804.6854 | 804.038 | 803.387 | 802.7325 | 802.0745 | 792.4132 | 791.7486 | 791.0808 | 790.4098 | 789.7358 | 789.0587 | 788.3786 | 787.6957 | 787.0098 | 786.3212 | 785.6299 | 784.9358 | 784.2391 | 783.5397 | 782.8378 | 782.1333 | 781.4264 | 780.717 | 780.0052 | 779.291 | 778.5745 | 777.8557 | 777.1345 | 776.4112 | 775.6856 | 774.9578 | 774.2279 | 773.4959 | 772.7617 | 772.0255 | 771.2872 | 770.5469 | 769.8046 | 769.0603 | 768.3141 | 767.5659 | 766.8158 | 766.0639 | 765.31 | 764.5544 | 763.7969 | 763.0376 | 762.2765 | 761.5136 | 760.749 | 759.9826 | 759.2145 | 758.4448 | 757.6733 | 756.9002 | 756.1254 | 755.349 | 754.571 | 753.7913 | 753.0101 | 752.2273 | 751.4429
8FP | Raw water losses, treatment works losses and operational use | 8BL + 8.1FP + 8.2FP | Ml/d | 2 | 0 | 0 | 39.2604 | 38.075 | 38.2656 | 38.3156 | 38.7989 | 39.6578 | 39.8435 | 40.1808 | 40.6728 | 40.7101 | 40.7489 | 40.7816 | 40.8229 | 40.8706 | 40.8995 | 40.9247 | 40.9331 | 40.9441 | 40.9548 | 40.9549 | 40.9709 | 40.9883 | 41.0057 | 41.0263 | 41.0514 | 41.0799 | 41.0543 | 41.0776 | 41.0955 | 40.9269 | 40.9239 | 40.9137 | 40.8996 | 40.8891 | 40.882 | 40.8879 | 40.8934 | 40.9043 | 40.9152 | 40.928 | 40.9398 | 40.9556 | 40.9732 | 40.9917 | 41.0112 | 41.032 | 41.0545 | 41.0767 | 41.1011 | 41.1245 | 41.1463 | 41.1661 | 41.1884 | 41.2121 | 41.2359 | 41.2592 | 41.2825 | 41.3066 | 41.3313 | 41.3581 | 41.3839 | 41.4158 | 41.4453 | 41.475
9FP | Total Outage Allowance | 9BL + 9.1FP | Ml/d | 2 | 0 | 0 | 53.6211 | 53.6211 | 53.6211 | 53.6211 | 53.6211 | 53.6211 | 53.6211 | 53.6211 | 53.6211 | 53.6211 | 53.6211 | 53.6211 | 53.6211 | 53.6211 | 53.6211 | 53.6211 | 53.6211 | 53.6211 | 53.6211 | 53.6211 | 53.6211 | 53.6211 | 53.6211 | 53.6211 | 53.6211 | 53.6211 | 53.6211 | 53.6211 | 53.6211 | 53.6211 | 53.6211 | 53.6211 | 53.6211 | 53.6211 | 53.6211 | 53.6211 | 53.6211 | 53.6211 | 53.6211 | 53.6211 | 53.6211 | 53.6211 | 53.6211 | 53.6211 | 53.6211 | 53.6211 | 53.6211 | 53.6211 | 53.6211 | 53.6211 | 53.6211 | 53.6211 | 53.6211 | 53.6211 | 53.6211 | 53.6211 | 53.6211 | 53.6211 | 53.6211 | 53.6211 | 53.6211 | 53.6211 | 53.6211 | 53.6211
10FP | Water Available For Use (own sources) | (6.1FP) - (8FP + 9FP) | Ml/d | 2 | 0 | 0 | 752.3479 | 751.708 | 751.0643 | 750.4169 | 749.7659 | 749.1114 | 748.4535 | 738.7921 | 738.1275 | 737.4597 | 736.7887 | 736.1147 | 735.4376 | 734.7575 | 734.0746 | 733.3888 | 732.7002 | 732.0088 | 731.3147 | 730.618 | 729.9186 | 729.2167 | 728.5123 | 727.8053 | 727.0959 | 726.3841 | 725.67 | 724.9534 | 724.2346 | 723.5135 | 722.7901 | 722.0645 | 721.3368 | 720.6068 | 719.8748 | 719.1406 | 718.4044 | 717.6661 | 716.9258 | 716.1835 | 715.4392 | 714.693 | 713.9448 | 713.1948 | 712.4428 | 711.689 | 710.9333 | 710.1758 | 709.4165 | 708.6554 | 707.8925 | 707.1279 | 706.3615 | 705.5935 | 704.8237 | 704.0522 | 703.2791 | 702.5043 | 701.7279 | 700.9499 | 700.1703 | 699.389 | 698.6062 | 697.8219
11FP | Total Water Available For Use | 10FP + sum (2FP:5FP) | Ml/d | 2 | 0 | 0 | 748.1163 | 747.3762 | 746.7325 | 746.0852 | 745.4342 | 744.7797 | 744.1217 | 734.4604 | 733.7958 | 733.1279 | 732.457 | 731.7829 | 731.1058 | 730.4258 | 729.7428 | 729.057 | 728.3684 | 727.677 | 726.9829 | 726.2862 | 725.5869 | 724.8849 | 724.1805 | 723.4736 | 722.7642 | 722.0524 | 721.3382 | 720.6216 | 719.9028 | 719.1817 | 718.4583 | 717.7327 | 717.005 | 716.2751 | 715.543 | 714.8089 | 714.0726 | 713.3343 | 712.594 | 711.8517 | 711.1075 | 710.3612 | 709.6131 | 708.863 | 708.111 | 707.3572 | 706.6015 | 705.844 | 705.0847 | 704.3236 | 703.5607 | 702.7961 | 702.0298 | 701.2617 | 700.4919 | 699.7205 | 698.9473 | 698.1726 | 697.3961 | 696.6181 | 695.8385 | 695.0573 | 694.2744 | 693.4901
12FP | Water delivered measured non-household | 12BL + 12.2FP | Ml/d | 2 | 0 | 0 | 125.6779 | 120.9418 | 133.2135 | 143.1064 | 154.7472 | 168.6161 | 170.3472 | 174.8221 | 182.4489 | 181.9906 | 181.3306 | 180.5397 | 179.8408 | 179.1326 | 177.7681 | 176.3933 | 174.9616 | 174.8025 | 174.6486 | 174.4269 | 174.3019 | 174.1291 | 173.9641 | 173.8093 | 173.697 | 173.5712 | 172.5293 | 172.3352 | 172.1782 | 172.032 | 171.8674 | 171.5017 | 171.1274 | 170.7504 | 170.3666 | 169.983 | 169.5949 | 169.2136 | 168.842 | 168.4764 | 168.1187 | 167.771 | 167.4371 | 167.1094 | 166.7835 | 166.459 | 166.1396 | 165.83 | 165.5228 | 165.2192 | 164.9121 | 164.6015 | 164.2932 | 163.9852 | 163.6787 | 163.3715 | 163.0603 | 162.7516 | 162.4466 | 162.1406 | 161.837 | 161.532 | 161.2283 | 160.9251
12.1FP | Non-potable water consumption | Input | Ml/d | 2 |  |  | 67.3058 | 67.3058 | 67.3058 | 69.6558 | 96.8158 | 128.8158 | 140.7908 | 149.7908 | 178.7908 | 178.7908 | 178.7908 | 178.7908 | 178.7908 | 178.7908 | 178.7908 | 178.7908 | 178.7908 | 178.7908 | 178.7908 | 178.7908 | 178.7908 | 178.7908 | 178.7908 | 178.7908 | 178.7908 | 178.7908 | 178.7908 | 178.7908 | 178.7908 | 178.7908 | 178.7908 | 178.7908 | 178.7908 | 178.7908 | 178.7908 | 178.7908 | 178.7908 | 178.7908 | 178.7908 | 178.7908 | 178.7908 | 178.7908 | 178.7908 | 178.7908 | 178.7908 | 178.7908 | 178.7908 | 178.7908 | 178.7908 | 178.7908 | 178.7908 | 178.7908 | 178.7908 | 178.7908 | 178.7908 | 178.7908 | 178.7908 | 178.7908 | 178.7908 | 178.7908 | 178.7908 | 178.7908 | 178.7908 | 178.7908
13FP | Water delivered unmeasured non-household | 13BL + 13.1FP | Ml/d | 2 | 0 | 0 | 3.5609 | 4.065 | 4.0199 | 3.9769 | 4.5836 | 4.2234 | 3.8259 | 3.4288 | 3.0323 | 2.6502 | 2.2685 | 1.8873 | 1.506 | 1.1252 | 0.92797 | 0.91402 | 0.90007 | 0.88615 | 0.87224 | 0.86617 | 0.86012 | 0.85407 | 0.84804 | 0.84201 | 0.83599 | 0.82997 | 0.82397 | 0.81798 | 0.81465 | 0.81199 | 0.80934 | 0.80669 | 0.80404 | 0.80138 | 0.79873 | 0.79608 | 0.79342 | 0.79077 | 0.78812 | 0.78547 | 0.78281 | 0.78016 | 0.77751 | 0.77485 | 0.7722 | 0.76955 | 0.76689 | 0.76424 | 0.76159 | 0.75894 | 0.75628 | 0.75363 | 0.75098 | 0.74832 | 0.74567 | 0.74302 | 0.74037 | 0.73771 | 0.73506 | 0.73241 | 0.72975 | 0.7271 | 0.72445 | 0.7218
14FP | Water delivered measured household | 14BL + 14.1FP | Ml/d | 2 | 0 | 0 | 142.2046 | 144.7335 | 149.1406 | 153.8186 | 156.894 | 161.0291 | 165.5387 | 170.0024 | 174.0292 | 177.3272 | 180.363 | 183.3433 | 185.908 | 188.4484 | 191.0868 | 193.0142 | 194.6596 | 196.2509 | 197.7622 | 198.9253 | 200.0544 | 201.0462 | 202.4794 | 205.0769 | 207.57 | 210.0345 | 212.4395 | 214.8385 | 217.1497 | 217.5323 | 219.4833 | 221.4374 | 223.3636 | 225.3461 | 226.8979 | 228.079 | 229.2546 | 230.4828 | 231.7046 | 232.9638 | 234.2097 | 235.5138 | 236.854 | 238.2163 | 239.6045 | 241.0176 | 242.4411 | 243.8478 | 245.2639 | 246.6564 | 248.0169 | 249.3682 | 250.7499 | 252.1431 | 253.5217 | 254.8834 | 256.2345 | 257.5915 | 258.9556 | 260.211 | 261.3355 | 262.5235 | 263.694 | 264.8631
15FP | Water delivered unmeasured household | 15BL + 15.1FP | Ml/d | 2 | 0 | 0 | 306.9056 | 294.8047 | 284.7898 | 274.337 | 262.9233 | 248.8816 | 240.098 | 231.3478 | 222.6961 | 214.6161 | 207.0346 | 199.549 | 191.6671 | 183.9585 | 177.441 | 171.7024 | 166.028 | 160.4897 | 155.0239 | 149.7291 | 144.6791 | 139.8576 | 135.6975 | 132.6328 | 129.7169 | 126.9246 | 124.1333 | 121.357 | 118.5308 | 116.231 | 114.4444 | 112.7112 | 110.9529 | 109.2218 | 108.0028 | 107.3875 | 106.769 | 106.183 | 105.5934 | 105.0119 | 104.4263 | 103.8483 | 103.2777 | 102.7138 | 102.1564 | 101.6049 | 101.0593 | 100.5076 | 99.976 | 99.4409 | 98.9087 | 98.3494 | 97.7958 | 97.2479 | 96.7055 | 96.1687 | 95.6374 | 95.1115 | 94.5909 | 94.2188 | 93.9716 | 93.7792 | 93.5677 | 93.3616
16FP | Percentage of consumption driven by climate change | 16BL | % | 1 | 0% | 0% | 0% | 0.1468% | 0.2837% | 0.4096% | 0.4765% | 0.4764% | 0.4925% | 0.4993% | 0.5034% | 0.514% | 0.5312% | 0.542% | 0.5526% | 0.5631% | 0.5801% | 0.5908% | 0.6015% | 0.6122% | 0.6289% | 0.6396% | 0.651% | 0.6631% | 0.6753% | 0.6874% | 0.6995% | 0.7115% | 0.7246% | 0.7367% | 0.7488% | 0.7651% | 0.7778% | 0.7908% | 0.8037% | 0.8167% | 0.8297% | 0.843% | 0.8563% | 0.8696% | 0.8828% | 0.896% | 0.909% | 0.922% | 0.9348% | 0.9476% | 0.9602% | 0.9727% | 0.9852% | 0.9295% | 0.8701% | 0.8141% | 0.7626% | 0.7181% | 0.6678% | 0.6153% | 0.5632% | 0.5114% | 0.4608% | 0.41% | 0.3581% | 0.304% | 0.2547% | 0.187% | 0.1265% | 0.06598%
17FP | Volume of consumption driven by climate change | 16FP * (12FP + sum(13FP:15FP) - sum (23FP:26FP)) | Ml/d | 2 | 0 | 0 | 0 | 0.79202 | 1.5513 | 2.2602 | 2.6498 | 2.6686 | 2.7459 | 2.7853 | 2.8237 | 2.8568 | 2.925 | 2.9562 | 2.9811 | 3.0049 | 3.0664 | 3.0946 | 3.1202 | 3.1528 | 3.2156 | 3.2455 | 3.2807 | 3.3187 | 3.3633 | 3.4229 | 3.4828 | 3.5432 | 3.6018 | 3.6616 | 3.7203 | 3.7857 | 3.8486 | 3.9118 | 3.9744 | 4.0373 | 4.1016 | 4.1688 | 4.2359 | 4.3038 | 4.3715 | 4.4392 | 4.5065 | 4.5742 | 4.6419 | 4.7093 | 4.7767 | 4.844 | 4.9115 | 4.639 | 4.3472 | 4.0717 | 3.8181 | 3.5988 | 3.35 | 3.0898 | 2.8313 | 2.5735 | 2.3211 | 2.0673 | 1.8071 | 1.536 | 1.2884 | 0.94715 | 0.64169 | 0.335
18FP | Measured Household - PCC | ((14FP - 25FP) * 1,000,000) / (39FP * 1000) | l/h/d | 1 | #DIV/0! | #DIV/0! | 146.8455 | 143.4994 | 141.0036 | 138.7249 | 134.9109 | 132.3267 | 130.1086 | 128.0053 | 126.0088 | 124.2347 | 122.525 | 120.8556 | 118.9021 | 117.0062 | 115.602 | 114.2667 | 112.9152 | 111.6012 | 110.278 | 108.8943 | 107.648 | 106.4335 | 105.558 | 105.3776 | 105.2121 | 105.1046 | 104.9859 | 104.8519 | 104.6904 | 103.6307 | 103.6216 | 103.6224 | 103.6185 | 103.6503 | 103.684 | 103.749 | 103.8031 | 103.8759 | 103.9431 | 104.0257 | 104.0957 | 104.1826 | 104.2876 | 104.4082 | 104.5411 | 104.6797 | 104.8149 | 104.9389 | 105.0652 | 105.1849 | 105.2923 | 105.3945 | 105.511 | 105.6314 | 105.7484 | 105.8636 | 105.9735 | 106.0843 | 106.1998 | 106.3169 | 106.4304 | 106.5731 | 106.7091 | 106.8454
19FP | Unmeasured Household - PCC | ((15FP - 26FP) * 1,000,000) / (40FP * 1000) | l/h/d | 1 | #DIV/0! | #DIV/0! | 168.5723 | 164.4011 | 162.1051 | 159.782 | 156.5187 | 151.4232 | 149.6704 | 147.9138 | 146.1422 | 144.4859 | 142.9052 | 141.319 | 139.3482 | 137.408 | 135.8505 | 134.296 | 132.6292 | 130.9911 | 129.3397 | 127.7545 | 126.208 | 124.6909 | 123.6088 | 123.4134 | 123.2698 | 123.2192 | 123.1551 | 123.0912 | 122.9573 | 122.8498 | 122.9542 | 123.114 | 123.2414 | 123.3963 | 123.552 | 123.812 | 124.0589 | 124.3359 | 124.5995 | 124.8643 | 125.1156 | 125.3681 | 125.6218 | 125.8769 | 126.1334 | 126.3916 | 126.6514 | 126.8973 | 127.1635 | 127.4187 | 127.6715 | 127.8814 | 128.0921 | 128.3035 | 128.5155 | 128.7282 | 128.9415 | 129.1552 | 129.3694 | 129.5899 | 129.7813 | 130.0431 | 130.2701 | 130.4974
20FP | Average Household - PCC | (((14FP - 25FP) + (15FP - 26FP)) * 1,000,000)/ ((39FP + 40FP) * 1,000) | l/h/d | 1 | #DIV/0! | #DIV/0! | 160.9843 | 156.8457 | 154.1469 | 151.4946 | 147.6564 | 143.2752 | 140.9945 | 138.7493 | 136.5489 | 134.5422 | 132.6154 | 130.7034 | 128.455 | 126.2522 | 124.5254 | 122.8818 | 121.1947 | 119.5498 | 117.9011 | 116.2526 | 114.7164 | 113.2234 | 112.1164 | 111.7824 | 111.482 | 111.2549 | 111.0164 | 110.7669 | 110.4765 | 109.5926 | 109.5141 | 109.4587 | 109.3897 | 109.3535 | 109.3447 | 109.4142 | 109.4713 | 109.5498 | 109.6201 | 109.7013 | 109.7692 | 109.8491 | 109.9425 | 110.0479 | 110.1626 | 110.2819 | 110.3986 | 110.5032 | 110.6145 | 110.7182 | 110.8121 | 110.8913 | 110.9816 | 111.0752 | 111.1665 | 111.2569 | 111.3435 | 111.431 | 111.5223 | 111.6241 | 111.7247 | 111.8641 | 111.9907 | 112.1178
21FP | Water taken unbilled | 21BL + 21.1FP | Ml/d | 2 | 0 | 0 | 22.5039 | 22.5934 | 22.5881 | 22.5833 | 22.6478 | 22.6422 | 22.6366 | 22.631 | 22.6267 | 22.6237 | 22.6205 | 22.6174 | 22.6142 | 22.6112 | 22.6072 | 22.6025 | 22.5978 | 22.5933 | 22.589 | 22.5847 | 22.5806 | 22.5766 | 22.5727 | 22.5689 | 22.5653 | 22.5618 | 22.5586 | 22.5555 | 22.5526 | 22.5501 | 22.5484 | 22.5471 | 22.5456 | 22.5441 | 22.542 | 22.5396 | 22.5372 | 22.5347 | 22.5322 | 22.5295 | 22.5266 | 22.5235 | 22.5202 | 22.5166 | 22.5128 | 22.5089 | 22.505 | 22.5011 | 22.4973 | 22.4936 | 22.4899 | 22.4863 | 22.4827 | 22.4792 | 22.4758 | 22.4725 | 22.4692 | 22.466 | 22.4627 | 22.4592 | 22.4555 | 22.4518 | 22.4479 | 22.444
22FP | Distribution system operational use | 22BL + 22.1FP | Ml/d | 2 | 0 | 0 | 1.7124 | 1.7124 | 1.7124 | 1.7124 | 1.7124 | 1.7124 | 1.7124 | 1.7124 | 1.7124 | 1.7124 | 1.7124 | 1.7124 | 1.7124 | 1.7124 | 1.7124 | 1.7124 | 1.7124 | 1.7124 | 1.7124 | 1.7124 | 1.7124 | 1.7124 | 1.7124 | 1.7124 | 1.7124 | 1.7124 | 1.7124 | 1.7124 | 1.7124 | 1.7124 | 1.7124 | 1.7124 | 1.7124 | 1.7124 | 1.7124 | 1.7124 | 1.7124 | 1.7124 | 1.7124 | 1.7124 | 1.7124 | 1.7124 | 1.7124 | 1.7124 | 1.7124 | 1.7124 | 1.7124 | 1.7124 | 1.7124 | 1.7124 | 1.7124 | 1.7124 | 1.7124 | 1.7124 | 1.7124 | 1.7124 | 1.7124 | 1.7124 | 1.7124 | 1.7124 | 1.7124 | 1.7124 | 1.7124 | 1.7124
23FP | Measured Non Household - USPL | 23BL + 23.1FP | Ml/d | 2 | 0 | 0 | 0.56955 | 0.63193 | 0.61409 | 0.59599 | 0.60866 | 0.60767 | 0.60709 | 0.60617 | 0.60492 | 0.60336 | 0.60146 | 0.59923 | 0.59667 | 0.59378 | 0.58755 | 0.57815 | 0.56867 | 0.55909 | 0.54942 | 0.53533 | 0.52112 | 0.50678 | 0.49231 | 0.47772 | 0.46301 | 0.44817 | 0.4332 | 0.41811 | 0.40288 | 0.40438 | 0.40588 | 0.40738 | 0.40888 | 0.41039 | 0.41189 | 0.41339 | 0.41489 | 0.41639 | 0.41789 | 0.41939 | 0.42089 | 0.42239 | 0.42389 | 0.42539 | 0.42689 | 0.42839 | 0.42989 | 0.43139 | 0.43289 | 0.43434 | 0.43578 | 0.43722 | 0.43867 | 0.44011 | 0.44155 | 0.443 | 0.44444 | 0.44588 | 0.44733 | 0.44877 | 0.45021 | 0.45165 | 0.4531 | 0.45454
24FP | Unmeasured Non Household - USPL | 24BL + 24.1FP | Ml/d | 2 | 0 | 0 | 0.14413 | 0.15949 | 0.15272 | 0.14612 | 0.16577 | 0.15031 | 0.13395 | 0.11806 | 0.10265 | 0.088172 | 0.074156 | 0.060596 | 0.047477 | 0.034815 | 0.028171 | 0.027212 | 0.02627 | 0.025344 | 0.024435 | 0.02357 | 0.022715 | 0.021869 | 0.021031 | 0.020202 | 0.019382 | 0.018571 | 0.017768 | 0.016975 | 0.016243 | 0.01619 | 0.016137 | 0.016084 | 0.016031 | 0.015979 | 0.015926 | 0.015873 | 0.01582 | 0.015767 | 0.015714 | 0.015661 | 0.015608 | 0.015555 | 0.015502 | 0.01545 | 0.015397 | 0.015344 | 0.015291 | 0.015238 | 0.015185 | 0.015132 | 0.015079 | 0.015026 | 0.014974 | 0.014921 | 0.014868 | 0.014815 | 0.014762 | 0.014709 | 0.014656 | 0.014603 | 0.01455 | 0.014497 | 0.014445 | 0.014392
25FP | Measured Household - USPL | 25BL + 25.1FP | Ml/d | 2 | 0 | 0 | 7.0143 | 7.4069 | 7.5534 | 7.7017 | 7.9367 | 8.1234 | 8.3095 | 8.4873 | 8.6401 | 8.7521 | 8.8433 | 8.9239 | 8.9962 | 9.0581 | 9.0857 | 9.0754 | 9.0526 | 9.021 | 8.981 | 8.8587 | 8.7217 | 8.5706 | 8.4057 | 8.2275 | 8.0385 | 7.8409 | 7.6354 | 7.422 | 7.2008 | 7.2644 | 7.3115 | 7.3571 | 7.4028 | 7.4496 | 7.4832 | 7.5032 | 7.5231 | 7.5433 | 7.5637 | 7.5858 | 7.6088 | 7.6329 | 7.6588 | 7.6862 | 7.715 | 7.7447 | 7.7746 | 7.8039 | 7.833 | 7.8616 | 7.8898 | 7.9177 | 7.9454 | 7.9726 | 7.9992 | 8.0252 | 8.0506 | 8.0762 | 8.1022 | 8.125 | 8.1451 | 8.166 | 8.1875 | 8.2091
26FP | Unmeasured Household - USPL | 26BL + 26.1BL | Ml/d | 2 | 0 | 0 | 17.7351 | 16.8871 | 15.9601 | 15.0178 | 14.3879 | 13.771 | 13.155 | 12.5467 | 11.9517 | 11.3914 | 10.8645 | 10.3494 | 9.8461 | 9.3548 | 8.9168 | 8.5365 | 8.1721 | 7.8163 | 7.4684 | 7.0756 | 6.7012 | 6.3445 | 6.0051 | 5.6823 | 5.3722 | 5.0708 | 4.7775 | 4.4923 | 4.2153 | 4.1336 | 4.0677 | 4.0018 | 3.9358 | 3.87 | 3.8294 | 3.8139 | 3.7985 | 3.783 | 3.7675 | 3.752 | 3.7366 | 3.7211 | 3.7056 | 3.6901 | 3.6747 | 3.6592 | 3.6437 | 3.6282 | 3.6128 | 3.5974 | 3.5821 | 3.5667 | 3.5514 | 3.536 | 3.5207 | 3.5053 | 3.49 | 3.4746 | 3.4593 | 3.4502 | 3.4474 | 3.4447 | 3.4419 | 3.4391
27FP | Void Properties - USPL | 27BL + 27.1FP | Ml/d | 2 | 0 | 0 | 1.6191 | 1.5296 | 1.5349 | 1.5397 | 1.4752 | 1.4808 | 1.4864 | 1.492 | 1.4963 | 1.4993 | 1.5025 | 1.5056 | 1.5088 | 1.5118 | 1.5158 | 1.5205 | 1.5252 | 1.5297 | 1.534 | 1.5383 | 1.5424 | 1.5464 | 1.5503 | 1.5541 | 1.5577 | 1.5612 | 1.5644 | 1.5675 | 1.5704 | 1.573 | 1.5746 | 1.5759 | 1.5774 | 1.5789 | 1.581 | 1.5834 | 1.5858 | 1.5883 | 1.5908 | 1.5936 | 1.5964 | 1.5995 | 1.6028 | 1.6064 | 1.6102 | 1.6141 | 1.618 | 1.6219 | 1.6257 | 1.6294 | 1.6331 | 1.6367 | 1.6403 | 1.6438 | 1.6472 | 1.6505 | 1.6538 | 1.657 | 1.6604 | 1.6638 | 1.6675 | 1.6712 | 1.6751 | 1.679
28FP | Distribution losses | 28BL + 28.1FP | Ml/d | 2 | 0 | 0 | 101.9382 | 94.4216 | 91.2311 | 88.0548 | 86.6395 | 85.2382 | 83.8371 | 82.4365 | 81.0486 | 79.6675 | 78.2736 | 76.8785 | 75.4796 | 74.0791 | 72.6561 | 71.2099 | 69.7605 | 68.3115 | 66.8633 | 64.8768 | 62.8868 | 60.8935 | 58.8968 | 56.8971 | 54.8958 | 52.8946 | 50.8936 | 48.8927 | 46.8916 | 46.9057 | 46.9215 | 46.939 | 46.9563 | 46.9723 | 46.9758 | 46.9675 | 46.9591 | 46.9506 | 46.9416 | 46.9308 | 46.919 | 46.9058 | 46.8906 | 46.8736 | 46.8551 | 46.8355 | 46.8157 | 46.7966 | 46.7777 | 46.7594 | 46.7414 | 46.7238 | 46.7066 | 46.6898 | 46.6738 | 46.6584 | 46.6437 | 46.6288 | 46.6134 | 46.5949 | 46.5725 | 46.5492 | 46.5252 | 46.501
29FP | Total Leakage | sum (23FP:28FP) | Ml/d | 2 | 0 | 0 | 129.0203 | 121.0365 | 117.0463 | 113.0561 | 111.2137 | 109.3714 | 107.529 | 105.6866 | 103.8443 | 102.0019 | 100.1595 | 98.3172 | 96.4748 | 94.6324 | 92.7901 | 90.9477 | 89.1053 | 87.263 | 85.4206 | 82.9083 | 80.3959 | 77.8836 | 75.3713 | 72.8589 | 70.3466 | 67.8342 | 65.3219 | 62.8096 | 60.2972 | 60.2972 | 60.2972 | 60.2972 | 60.2972 | 60.2972 | 60.2972 | 60.2972 | 60.2972 | 60.2972 | 60.2972 | 60.2972 | 60.2972 | 60.2972 | 60.2972 | 60.2972 | 60.2972 | 60.2972 | 60.2972 | 60.2972 | 60.2972 | 60.2972 | 60.2972 | 60.2972 | 60.2972 | 60.2972 | 60.2972 | 60.2972 | 60.2972 | 60.2972 | 60.2972 | 60.2972 | 60.2972 | 60.2972 | 60.2972 | 60.2972
30FP | Leakage/property | (29FP * 1,000,000) / (36FP * 1,000) | l/prop/d | 2 | #DIV/0! | #DIV/0! | 104.9447 | 97.8454 | 93.9977 | 90.2248 | 88.1289 | 86.0038 | 83.8907 | 81.8119 | 79.8441 | 78.004 | 76.1814 | 74.3865 | 72.6058 | 70.8505 | 69.1242 | 67.4326 | 65.7643 | 64.1207 | 62.501 | 60.4152 | 58.3546 | 56.3183 | 54.3052 | 52.3144 | 50.3447 | 48.3951 | 46.4644 | 44.5517 | 42.6559 | 42.5589 | 42.4994 | 42.4471 | 42.3942 | 42.3363 | 42.2743 | 42.2107 | 42.1471 | 42.0832 | 42.0179 | 41.9452 | 41.8684 | 41.7868 | 41.6969 | 41.6009 | 41.499 | 41.3932 | 41.2876 | 41.1847 | 41.0834 | 40.9849 | 40.8885 | 40.7937 | 40.7006 | 40.6098 | 40.5225 | 40.4378 | 40.356 | 40.2739 | 40.1902 | 40.1057 | 40.0181 | 39.9274 | 39.8346 | 39.7417
31FP | Measured Non Household - properties | Input | 000's | 2 |  |  | 44.8155 | 48.3532 | 48.5892 | 48.8214 | 50.6861 | 51.4558 | 52.287 | 53.1183 | 53.9496 | 54.7817 | 55.6139 | 56.446 | 57.2781 | 58.1103 | 58.642 | 58.8734 | 59.1047 | 59.3361 | 59.5674 | 59.7988 | 60.0301 | 60.2615 | 60.4928 | 60.7242 | 60.9555 | 61.1869 | 61.4182 | 61.6495 | 61.88 | 62.1105 | 62.3409 | 62.5714 | 62.8019 | 63.0324 | 63.2628 | 63.4933 | 63.7238 | 63.9542 | 64.1847 | 64.4152 | 64.6456 | 64.8761 | 65.1066 | 65.337 | 65.5675 | 65.798 | 66.0284 | 66.2589 | 66.4894 | 66.711 | 66.9327 | 67.1544 | 67.376 | 67.5977 | 67.8194 | 68.0411 | 68.2627 | 68.4844 | 68.7061 | 68.9277 | 69.1494 | 69.3711 | 69.5928 | 69.8144
32FP | Unmeasured Non Household - properties | Input | 000's | 2 |  |  | 5.2565 | 6.0085 | 5.9495 | 5.8934 | 6.7967 | 6.2663 | 5.6799 | 5.0935 | 4.5071 | 3.9415 | 3.3759 | 2.8103 | 2.2439 | 1.6775 | 1.3843 | 1.3643 | 1.3443 | 1.3243 | 1.3043 | 1.2963 | 1.2883 | 1.2803 | 1.2723 | 1.2643 | 1.2563 | 1.2483 | 1.2403 | 1.2323 | 1.2283 | 1.2243 | 1.2203 | 1.2163 | 1.2123 | 1.2083 | 1.2043 | 1.2003 | 1.1963 | 1.1923 | 1.1883 | 1.1843 | 1.1803 | 1.1763 | 1.1723 | 1.1683 | 1.1643 | 1.1603 | 1.1563 | 1.1523 | 1.1483 | 1.1443 | 1.1403 | 1.1363 | 1.1323 | 1.1283 | 1.1243 | 1.1203 | 1.1163 | 1.1123 | 1.1083 | 1.1043 | 1.1003 | 1.0963 | 1.0923 | 1.0883
33FP | All void non-households - properties | Input | 000's | 2 |  |  | 14.567 | 11.1659 | 11.1765 | 11.188 | 8.6341 | 8.6068 | 8.5739 | 8.541 | 8.5082 | 8.4806 | 8.4531 | 8.4255 | 8.3978 | 8.37 | 8.3695 | 8.3962 | 8.4228 | 8.4495 | 8.4761 | 8.5058 | 8.5354 | 8.5651 | 8.5947 | 8.6244 | 8.654 | 8.6837 | 8.7133 | 8.743 | 8.7735 | 8.8041 | 8.8346 | 8.8651 | 8.8956 | 8.9262 | 8.9567 | 8.9872 | 9.0178 | 9.0483 | 9.0788 | 9.1094 | 9.1399 | 9.1704 | 9.201 | 9.2315 | 9.262 | 9.2926 | 9.3231 | 9.3536 | 9.3842 | 9.4135 | 9.4428 | 9.4722 | 9.5015 | 9.5308 | 9.5601 | 9.5895 | 9.6188 | 9.6481 | 9.6775 | 9.7068 | 9.7361 | 9.7654 | 9.7948 | 9.8241
34FP | Measured households - properties (excl. void) | Year before + sum (34.1BL:34.6BL) | 000's | 2 |  |  | 473.492 | 490.6959 | 512.934 | 536.4874 | 560.7601 | 585.8611 | 611.7642 | 637.8873 | 662.769 | 685.0208 | 706.3604 | 727.5599 | 748.8405 | 769.9925 | 788.888 | 805.0472 | 820.6615 | 836.0436 | 851.2276 | 865.975 | 880.079 | 893.54 | 906.3234 | 918.4283 | 930.0567 | 941.4499 | 952.643 | 963.6366 | 974.4303 | 983.5054 | 990.1898 | 996.6466 | 1003.127 | 1009.7641 | 1014.6249 | 1017.6283 | 1020.6372 | 1023.665 | 1026.7452 | 1030.074 | 1033.5509 | 1037.1958 | 1041.1262 | 1045.2781 | 1049.6423 | 1054.157 | 1058.6856 | 1063.1358 | 1067.5506 | 1071.8875 | 1076.1642 | 1080.4024 | 1084.5944 | 1088.722 | 1092.7401 | 1096.6789 | 1100.5254 | 1104.3961 | 1108.3341 | 1111.8367 | 1114.9883 | 1118.2621 | 1121.6326 | 1125.022
34.1FP | New build properties - properties | Input (new builds in each year) | 000's | 2 |  |  | 8.336 | 7.1288 | 8.4105 | 8.068 | 9.093 | 9.9498 | 10.2556 | 10.2343 | 8.9523 | 7.221 | 7.2572 | 7.115 | 7.199 | 7.0658 | 6.8412 | 6.4826 | 6.3186 | 6.1154 | 5.9101 | 5.7058 | 5.4979 | 5.2905 | 5.0845 | 4.8775 | 4.669 | 4.4629 | 4.2554 | 4.0489 | 3.8417 | 3.3012 | 2.0645 | 1.8287 | 1.8532 | 2.0154 | 2.159 | 2.2186 | 2.2242 | 2.2439 | 2.2981 | 2.5556 | 2.709 | 2.8831 | 3.1788 | 3.4083 | 3.6281 | 3.7841 | 3.7985 | 3.7173 | 3.6807 | 3.5998 | 3.5376 | 3.4977 | 3.4497 | 3.3831 | 3.2697 | 3.1875 | 3.092 | 3.1169 | 3.1867 | 3.2316 | 3.3638 | 3.4905 | 3.5907 | 3.6101
34.2FP | Meter optants - properties | Input (meter optants in each year) | 000's | 2 |  |  | 0 | 10.8487 | 14.685 | 16.39 | 16.1225 | 16.1069 | 16.5944 | 16.8305 | 16.8315 | 15.8535 | 14.8724 | 14.8698 | 14.8698 | 14.8698 | 12.7569 | 10.2809 | 9.9179 | 9.9179 | 9.9179 | 9.67 | 9.1741 | 8.6782 | 8.1823 | 7.6864 | 7.4384 | 7.4384 | 7.4384 | 7.4384 | 7.4384 | 6.1987 | 4.9589 | 4.9589 | 4.9589 | 4.9589 | 2.9754 | 0.99179 | 0.99179 | 0.99179 | 0.99179 | 0.99179 | 0.99179 | 0.99179 | 0.99179 | 0.99179 | 0.99179 | 0.99179 | 0.99179 | 0.99179 | 0.99179 | 0.99179 | 0.99179 | 0.99179 | 0.99179 | 0.99179 | 0.99179 | 0.99179 | 0.99179 | 0.99179 | 0.99179 | 0.49589 | 0 | 0 | 0 | 0
34.3FP | Compulsory metering - properties | Input (compulsory meters in each year) | 000's | 2 |  |  | 0 | 0 | 0 | 0 | 0 | 0 | 0 | 0 | 0 | 0 | 0 | 0 | 0 | 0 | 0 | 0 | 0 | 0 | 0 | 0 | 0 | 0 | 0 | 0 | 0 | 0 | 0 | 0 | 0 | 0 | 0 | 0 | 0 | 0 | 0 | 0 | 0 | 0 | 0 | 0 | 0 | 0 | 0 | 0 | 0 | 0 | 0 | 0 | 0 | 0 | 0 | 0 | 0 | 0 | 0 | 0 | 0 | 0 | 0 | 0 | 0 | 0 | 0 | 0
34.4FP | Metering on change of occupancy - properties | Input (change of occupancy meters in each year) | 000's | 2 |  |  | 0 | 0 | 0 | 0 | 0 | 0 | 0 | 0 | 0 | 0 | 0 | 0 | 0 | 0 | 0 | 0 | 0 | 0 | 0 | 0 | 0 | 0 | 0 | 0 | 0 | 0 | 0 | 0 | 0 | 0 | 0 | 0 | 0 | 0 | 0 | 0 | 0 | 0 | 0 | 0 | 0 | 0 | 0 | 0 | 0 | 0 | 0 | 0 | 0 | 0 | 0 | 0 | 0 | 0 | 0 | 0 | 0 | 0 | 0 | 0 | 0 | 0 | 0 | 0
34.5FP | Selective metering - properties | Input (selective meters in each year) | 000's | 2 |  |  | 0.005 | 0.005 | 0.005 | 0.005 | 0.0025 | 0.01938 | 0.05688 | 0.075 | 0.075 | 0.075 | 0.0748 | 0.0746 | 0.0746 | 0.0746 | 0.07458 | 0.07456 | 0.03728 | 0 | 0 | 0 | 0.03728 | 0.07456 | 0.07456 | 0.07456 | 0.03728 | 0 | 0 | 0 | 0 | 0 | 0 | 0 | 0 | 0 | 0 | 0 | 0 | 0 | 0 | 0 | 0 | 0 | 0 | 0 | 0 | 0 | 0 | 0 | 0 | 0 | 0 | 0 | 0 | 0 | 0 | 0 | 0 | 0 | 0 | 0 | 0 | 0 | 0 | 0
34.6FP | Other changes to existing metering - properties | Input (other changes to meters in each year) | 000's | 2 |  |  | 0 | -0.77866 | -0.86242 | -0.90961 | -0.94534 | -0.97506 | -1.0038 | -1.0167 | -0.97711 | -0.89762 | -0.86489 | -0.85986 | -0.86277 | -0.85816 | -0.77719 | -0.679 | -0.65945 | -0.65112 | -0.64401 | -0.62835 | -0.60526 | -0.58219 | -0.55787 | -0.53353 | -0.51643 | -0.50799 | -0.50081 | -0.49365 | -0.48648 | -0.42481 | -0.33903 | -0.33086 | -0.33171 | -0.33733 | -0.27359 | -0.20695 | -0.20714 | -0.20783 | -0.2097 | -0.21862 | -0.22394 | -0.22997 | -0.24021 | -0.24816 | -0.25577 | -0.26118 | -0.26168 | -0.25886 | -0.25759 | -0.25479 | -0.25264 | -0.25125 | -0.24959 | -0.24729 | -0.24336 | -0.24051 | -0.2372 | -0.23807 | -0.24048 | -0.22486 | -0.21226 | -0.21665 | -0.22012 | -0.2208
34.7FP | Measured household void properties | Input | 000's | 2 |  |  | 16.893 | 17.6072 | 18.4051 | 19.2503 | 20.1212 | 21.0219 | 21.9514 | 22.8887 | 23.7815 | 24.58 | 25.3457 | 26.1064 | 26.87 | 27.6289 | 28.307 | 28.8868 | 29.4471 | 29.999 | 30.5438 | 31.073 | 31.5791 | 32.0621 | 32.5208 | 32.9551 | 33.3724 | 33.7812 | 34.1828 | 34.5773 | 34.9646 | 35.2902 | 35.5301 | 35.7618 | 35.9943 | 36.2325 | 36.4069 | 36.5146 | 36.6226 | 36.7312 | 36.8418 | 36.9612 | 37.086 | 37.2168 | 37.3578 | 37.5068 | 37.6634 | 37.8254 | 37.9879 | 38.1475 | 38.306 | 38.4616 | 38.615 | 38.7671 | 38.9175 | 39.0656 | 39.2098 | 39.3511 | 39.4892 | 39.628 | 39.7694 | 39.895 | 40.0081 | 40.1256 | 40.2465 | 40.3681
35FP | Unmeasured households - properties (excl. void) | Input | 000's | 2 |  |  | 646.799 | 636.1772 | 621.7525 | 605.6922 | 589.9005 | 574.117 | 557.8346 | 541.3132 | 524.7908 | 509.2256 | 494.6018 | 479.9806 | 465.3594 | 450.7478 | 438.1725 | 427.9819 | 418.1848 | 408.4234 | 398.6621 | 389.1386 | 380.0646 | 371.44 | 363.2911 | 355.6179 | 348.2184 | 340.8546 | 333.4907 | 326.1269 | 318.7631 | 312.5886 | 307.6032 | 302.6179 | 297.6326 | 292.6568 | 289.5838 | 288.4136 | 287.2433 | 286.0731 | 284.9029 | 283.7327 | 282.5625 | 281.3923 | 280.222 | 279.0518 | 277.8816 | 276.7114 | 275.5412 | 274.3709 | 273.2007 | 272.04 | 270.8793 | 269.7186 | 268.5579 | 267.3972 | 266.2365 | 265.0758 | 263.9151 | 262.7544 | 261.5937 | 260.9087 | 260.6994 | 260.4901 | 260.2808 | 260.0714
35.1FP | Unmeasured household void properties | Input | 000's | 2 |  |  | 27.589 | 27.0099 | 26.3975 | 25.7156 | 25.0452 | 24.3751 | 23.6838 | 22.9823 | 22.2808 | 21.62 | 20.9991 | 20.3784 | 19.7576 | 19.1372 | 18.6033 | 18.1707 | 17.7547 | 17.3403 | 16.9258 | 16.5215 | 16.1363 | 15.7701 | 15.4241 | 15.0983 | 14.7842 | 14.4715 | 14.1589 | 13.8462 | 13.5336 | 13.2715 | 13.0598 | 12.8481 | 12.6365 | 12.4252 | 12.2947 | 12.2451 | 12.1954 | 12.1457 | 12.096 | 12.0463 | 11.9966 | 11.947 | 11.8973 | 11.8476 | 11.7979 | 11.7482 | 11.6985 | 11.6489 | 11.5992 | 11.5499 | 11.5006 | 11.4513 | 11.4021 | 11.3528 | 11.3035 | 11.2542 | 11.2049 | 11.1557 | 11.1064 | 11.0773 | 11.0684 | 11.0595 | 11.0506 | 11.0418
36FP | Total Resource Zone Properties (incl. voids) | sum (31FP:34FP) + 34.7FP + 35BL + 35.1BL | 000's | 2 | 0 | 0 | 1229.412 | 1237.0179 | 1245.2044 | 1253.0485 | 1261.9438 | 1271.704 | 1281.7749 | 1291.8244 | 1300.587 | 1307.6503 | 1314.7498 | 1321.7071 | 1328.7474 | 1335.6643 | 1342.3667 | 1348.7203 | 1354.9199 | 1360.9162 | 1366.7072 | 1372.309 | 1377.7128 | 1382.9191 | 1387.9193 | 1392.7126 | 1397.2974 | 1401.6761 | 1405.8473 | 1409.812 | 1413.5735 | 1416.7945 | 1418.7787 | 1420.5273 | 1422.3002 | 1424.2454 | 1426.3341 | 1428.4824 | 1430.6363 | 1432.81 | 1435.0377 | 1437.523 | 1440.1618 | 1442.9746 | 1446.0831 | 1449.4212 | 1452.979 | 1456.6928 | 1460.421 | 1464.068 | 1467.6783 | 1471.2078 | 1474.675 | 1478.1023 | 1481.4817 | 1484.7944 | 1487.9938 | 1491.1109 | 1494.1325 | 1497.179 | 1500.2954 | 1503.4566 | 1506.75 | 1510.1701 | 1513.6904 | 1517.2302
37FP | Measured Non Household - Population | Input | 000's | 2 |  |  | 39.2098 | 39.5928 | 39.9455 | 40.2759 | 40.5583 | 40.8251 | 41.2297 | 41.653 | 42.0999 | 42.5201 | 43.0343 | 43.7835 | 44.3952 | 44.9033 | 45.3444 | 45.7614 | 46.1892 | 46.6464 | 47.0928 | 47.5292 | 48.002 | 48.5142 | 49.0514 | 49.5834 | 50.0982 | 50.6399 | 51.1707 | 51.651 | 52.0817 | 52.4837 | 52.8478 | 53.1236 | 53.345 | 53.5403 | 53.7218 | 53.9063 | 53.9933 | 54.0283 | 54.0614 | 54.1161 | 54.1605 | 54.1938 | 54.3254 | 54.5813 | 54.9209 | 55.2847 | 55.6467 | 56.0094 | 56.3662 | 56.7531 | 57.1501 | 57.5341 | 57.9018 | 58.2332 | 58.5496 | 58.871 | 59.1501 | 59.3756 | 59.5849 | 59.7578 | 59.9357 | 60.1191 | 60.3028 | 60.4884
38FP | Unmeasured Non Household - Population | Input | 000's | 2 |  |  | 7.463 | 7.5359 | 7.603 | 7.6659 | 7.7196 | 7.7704 | 7.8474 | 7.928 | 8.0131 | 8.093 | 8.1909 | 8.3335 | 8.4499 | 8.5466 | 8.6306 | 8.71 | 8.7914 | 8.8784 | 8.9634 | 9.0464 | 9.1364 | 9.2339 | 9.3362 | 9.4374 | 9.5354 | 9.6385 | 9.7396 | 9.831 | 9.913 | 9.9895 | 10.0588 | 10.1112 | 10.1534 | 10.1906 | 10.2251 | 10.2602 | 10.2768 | 10.2835 | 10.2897 | 10.3002 | 10.3086 | 10.3149 | 10.34 | 10.3887 | 10.4534 | 10.5226 | 10.5915 | 10.6605 | 10.7284 | 10.8021 | 10.8776 | 10.9507 | 11.0207 | 11.0838 | 11.144 | 11.2052 | 11.2583 | 11.3012 | 11.3411 | 11.374 | 11.4078 | 11.4427 | 11.4777 | 11.513
39FP | Measured Household - Population | Input | 000's | 2 |  |  | 920.6295 | 956.9837 | 1004.1386 | 1053.2853 | 1104.1161 | 1155.516 | 1208.4461 | 1261.7849 | 1312.5197 | 1356.9084 | 1399.8753 | 1443.205 | 1487.8776 | 1533.17 | 1574.3769 | 1609.7316 | 1643.7723 | 1677.6693 | 1711.8659 | 1745.4236 | 1777.3921 | 1808.4111 | 1838.551 | 1868.0376 | 1896.4686 | 1923.7361 | 1950.7767 | 1978.1858 | 2005.4261 | 2029.012 | 2047.5633 | 2065.9651 | 2084.1916 | 2102.2267 | 2116.186 | 2126.0518 | 2136.0782 | 2146.2104 | 2156.3795 | 2166.5624 | 2176.8522 | 2187.3224 | 2197.7215 | 2207.9692 | 2218.1666 | 2228.4435 | 2238.8656 | 2249.3458 | 2259.8434 | 2270.2391 | 2280.5759 | 2290.9199 | 2301.2245 | 2311.5318 | 2321.7598 | 2331.8528 | 2341.9427 | 2352.0465 | 2362.0891 | 2371.0821 | 2378.9293 | 2386.6959 | 2394.4204 | 2402.1072
40FP | Unmeasured Household - Population | Input | 000's | 2 |  |  | 1715.4094 | 1690.485 | 1658.3668 | 1622.9561 | 1587.8954 | 1552.6727 | 1516.285 | 1479.248 | 1442.0505 | 1406.5364 | 1372.7285 | 1338.8128 | 1304.7967 | 1270.6956 | 1240.5128 | 1214.9728 | 1190.2045 | 1165.5244 | 1140.8369 | 1116.6218 | 1093.2585 | 1070.7527 | 1049.2163 | 1028.6602 | 1008.72 | 988.919 | 969.1504 | 949.4152 | 929.7175 | 912.4752 | 897.7058 | 882.9982 | 868.353 | 853.7675 | 843.1541 | 836.5392 | 830.0134 | 823.5758 | 817.2252 | 810.9594 | 804.7739 | 798.6661 | 792.6335 | 786.6709 | 780.7739 | 774.9388 | 769.1632 | 763.447 | 757.7905 | 752.1934 | 746.6555 | 741.1764 | 735.7555 | 730.3922 | 725.0863 | 719.8376 | 714.6454 | 709.5096 | 704.429 | 700.4295 | 697.5133 | 694.6505 | 691.8384 | 689.0747
41FP | Total Resource Zone Population | sum (37FP:40FP) | 000's | 2 | 0 | 0 | 2682.7116 | 2694.5974 | 2710.0539 | 2724.1832 | 2740.2895 | 2756.7842 | 2773.8083 | 2790.6139 | 2804.6832 | 2814.0579 | 2823.829 | 2834.1348 | 2845.5194 | 2857.3154 | 2868.8646 | 2879.1758 | 2888.9574 | 2898.7185 | 2908.7589 | 2918.6211 | 2927.789 | 2936.912 | 2946.1548 | 2955.7186 | 2964.8221 | 2972.9335 | 2980.8374 | 2989.0829 | 2997.1383 | 3003.9604 | 3008.1756 | 3012.1981 | 3016.0429 | 3019.725 | 3023.2869 | 3026.7575 | 3030.3617 | 3034.0981 | 3037.9558 | 3041.938 | 3046.0953 | 3050.4973 | 3055.0204 | 3059.6101 | 3064.3149 | 3069.1895 | 3074.267 | 3079.4627 | 3084.7285 | 3089.9877 | 3095.2592 | 3100.5811 | 3105.9024 | 3111.2409 | 3116.5397 | 3121.7666 | 3126.9965 | 3132.2329 | 3137.4441 | 3142.6434 | 3147.7862 | 3152.9083 | 3158.0393 | 3163.1833
42FP | Average household occupancy rate (excl. voids) | (39FP + 40FP) / (34FP + 35FP) | h/prop | 1 | #DIV/0! | #DIV/0! | 2.353 | 2.3494 | 2.3465 | 2.3431 | 2.3395 | 2.3347 | 2.3296 | 2.3245 | 2.3195 | 2.314 | 2.3087 | 2.3039 | 2.3 | 2.2969 | 2.294 | 2.2909 | 2.2876 | 2.2847 | 2.2824 | 2.2803 | 2.278 | 2.2761 | 2.2745 | 2.2736 | 2.2727 | 2.2714 | 2.2703 | 2.2699 | 2.2697 | 2.2695 | 2.2694 | 2.2697 | 2.2699 | 2.2696 | 2.2691 | 2.2684 | 2.2679 | 2.2675 | 2.2671 | 2.2663 | 2.2655 | 2.2645 | 2.2631 | 2.2612 | 2.259 | 2.2567 | 2.2545 | 2.2525 | 2.2507 | 2.249 | 2.2473 | 2.2458 | 2.2444 | 2.2431 | 2.242 | 2.241 | 2.2402 | 2.2394 | 2.2385 | 2.2375 | 2.2363 | 2.2349 | 2.2333 | 2.2317
43FP | Total Household Metering penetration (excl. voids) | 34FP / (34FP + 35FP) | % | 1 | #DIV/0! | #DIV/0! | 42.27% | 43.54% | 45.2% | 46.97% | 48.73% | 50.51% | 52.31% | 54.09% | 55.81% | 57.36% | 58.82% | 60.25% | 61.67% | 63.08% | 64.29% | 65.29% | 66.24% | 67.18% | 68.1% | 69% | 69.84% | 70.64% | 71.39% | 72.09% | 72.76% | 73.42% | 74.07% | 74.71% | 75.35% | 75.88% | 76.3% | 76.71% | 77.12% | 77.53% | 77.8% | 77.92% | 78.04% | 78.16% | 78.28% | 78.4% | 78.53% | 78.66% | 78.79% | 78.93% | 79.07% | 79.21% | 79.35% | 79.49% | 79.62% | 79.76% | 79.89% | 80.02% | 80.15% | 80.28% | 80.41% | 80.53% | 80.66% | 80.78% | 80.9% | 80.99% | 81.05% | 81.11% | 81.17% | 81.22%
44FP | Total Household Metering penetration (incl. voids) | (34FP) / (34FP + 34.7FP + 35FP + 35.1FP) | % | 1 | #DIV/0! | #DIV/0! | 40.65% | 41.89% | 43.49% | 45.19% | 46.89% | 48.6% | 50.34% | 52.07% | 53.73% | 55.22% | 56.63% | 58.02% | 59.39% | 60.75% | 61.92% | 62.89% | 63.81% | 64.72% | 65.61% | 66.47% | 67.29% | 68.06% | 68.79% | 69.47% | 70.12% | 70.76% | 71.39% | 72.01% | 72.63% | 73.14% | 73.54% | 73.94% | 74.34% | 74.74% | 75% | 75.11% | 75.23% | 75.35% | 75.46% | 75.58% | 75.71% | 75.83% | 75.96% | 76.09% | 76.23% | 76.36% | 76.5% | 76.63% | 76.77% | 76.9% | 77.03% | 77.15% | 77.28% | 77.4% | 77.53% | 77.65% | 77.77% | 77.89% | 78.01% | 78.09% | 78.15% | 78.2% | 78.26% | 78.32%
45FP | Distribution input | sum (12FP:15FP) + 21FP + 22FP + 27FP + 28FP | Ml/d | 2 | 0 | 0 | 706.1226 | 684.802 | 688.2303 | 689.1291 | 691.623 | 693.8238 | 689.4823 | 687.8731 | 689.0904 | 682.0871 | 675.1058 | 668.0333 | 660.237 | 652.5794 | 645.7155 | 639.0693 | 632.1452 | 626.5762 | 621.0057 | 614.6597 | 608.6178 | 602.6159 | 597.7213 | 595.0934 | 592.5511 | 590.0902 | 586.6551 | 584.0769 | 581.4004 | 579.3485 | 579.3614 | 579.2314 | 579.0397 | 578.9274 | 578.8773 | 579.0485 | 579.2065 | 579.4561 | 579.7051 | 580.0039 | 580.2919 | 580.6546 | 581.0723 | 581.5235 | 582.0072 | 582.522 | 583.0582 | 583.5817 | 584.1375 | 584.6702 | 585.1709 | 585.632 | 586.1319 | 586.6497 | 587.1608 | 587.6605 | 588.1517 | 588.6566 | 589.177 | 589.7332 | 590.2818 | 590.9464 | 591.5752 | 592.2082
46FP | Target headroom (climate change component) | Input | Ml/d | 2 |  |  | 0 | 0 | 0 | 0 | 0 | 0 | 0 | 0 | 0 | 0 | 0 | 0 | 0 | 0 | 0 | 0 | 0 | 0 | 0 | 0 | 0 | 0 | 0 | 0 | 0 | 0 | 0 | 0 | 0 | 0 | 0 | 0 | 0 | 0 | 0 | 0 | 0 | 0 | 0 | 0 | 0 | 0 | 0 | 0 | 0 | 0 | 0 | 0 | 0 | 0 | 0 | 0 | 0 | 0 | 0 | 0 | 0 | 0 | 0 | 0 | 0 | 0 | 0 | 0
47FP | Target headroom (All other components) | Input | Ml/d | 2 |  |  | 6.8378 | 6.8378 | 7.3306 | 7.8296 | 8.1832 | 7.6285 | 6.9431 | 6.2621 | 5.7293 | 5.2156 | 4.2761 | 3.7435 | 3.3733 | 2.7752 | 2.3444 | 1.9207 | 1.5701 | 1.2618 | 0.97396 | 0.56681 | 0.65255 | 0.63256 | 0.48655 | 0.49242 | 0.38236 | 0.3568 | 0.33569 | 0.26624 | 0.12883 | 0.24976 | 0.24976 | 0.24976 | 0.24976 | 0.24976 | 0.24976 | 0.24976 | 0.24976 | 0.24976 | 0.24976 | 0.24976 | 0.24976 | 0.24976 | 0.24976 | 0.24976 | 0.24976 | 0.24976 | 0.24976 | 0.24976 | 0.24976 | 0.24976 | 0.24976 | 0.24976 | 0.24976 | 0.24976 | 0.24976 | 0.24976 | 0.24976 | 0.24976 | 0.24976 | 0.24976 | 0.24976 | 0.24976 | 0.24976 | 0.24976
48FP | Target Headroom | 46FP + 47FP | Ml/d | 2 | 0 | 0 | 6.8378 | 6.8378 | 7.3306 | 7.8296 | 8.1832 | 7.6285 | 6.9431 | 6.2621 | 5.7293 | 5.2156 | 4.2761 | 3.7435 | 3.3733 | 2.7752 | 2.3444 | 1.9207 | 1.5701 | 1.2618 | 0.97396 | 0.56681 | 0.65255 | 0.63256 | 0.48655 | 0.49242 | 0.38236 | 0.3568 | 0.33569 | 0.26624 | 0.12883 | 0.24976 | 0.24976 | 0.24976 | 0.24976 | 0.24976 | 0.24976 | 0.24976 | 0.24976 | 0.24976 | 0.24976 | 0.24976 | 0.24976 | 0.24976 | 0.24976 | 0.24976 | 0.24976 | 0.24976 | 0.24976 | 0.24976 | 0.24976 | 0.24976 | 0.24976 | 0.24976 | 0.24976 | 0.24976 | 0.24976 | 0.24976 | 0.24976 | 0.24976 | 0.24976 | 0.24976 | 0.24976 | 0.24976 | 0.24976 | 0.24976
49FP | Available Headroom | 11FP - 45FP | Ml/d | 2 | 0 | 0 | 41.9936 | 62.5742 | 58.5022 | 56.9561 | 53.8112 | 50.9558 | 54.6394 | 46.5872 | 44.7053 | 51.0409 | 57.3511 | 63.7496 | 70.8688 | 77.8464 | 84.0273 | 89.9877 | 96.2232 | 101.1008 | 105.9772 | 111.6265 | 116.9691 | 122.2691 | 126.4592 | 128.3801 | 130.213 | 131.9621 | 134.6831 | 136.5448 | 138.5024 | 139.8332 | 139.0969 | 138.5014 | 137.9653 | 137.3477 | 136.6657 | 135.7604 | 134.8661 | 133.8783 | 132.8889 | 131.8479 | 130.8155 | 129.7066 | 128.5408 | 127.3395 | 126.1038 | 124.8352 | 123.5434 | 122.2623 | 120.9472 | 119.6534 | 118.3899 | 117.1641 | 115.8978 | 114.612 | 113.3311 | 112.0599 | 110.7956 | 109.516 | 108.2192 | 106.8849 | 105.5567 | 104.1108 | 102.6993 | 101.2819
49.1FP | Available non-potable balance (if applicable) | 1.1FP - 12.1FP | Ml/d | 2 | 0 | 0 | 22.6942 | 22.6942 | 22.6942 | 20.3442 | 43.1842 | 11.1842 | -0.79079 | 40.2092 | 11.2092 | 11.2092 | 11.2092 | 11.2092 | 11.2092 | 11.2092 | 11.2092 | 11.2092 | 11.2092 | 11.2092 | 11.2092 | 11.2092 | 11.2092 | 11.2092 | 11.2092 | 11.2092 | 11.2092 | 11.2092 | 11.2092 | 11.2092 | 11.2092 | 11.2092 | 11.2092 | 11.2092 | 11.2092 | 11.2092 | 11.2092 | 11.2092 | 11.2092 | 11.2092 | 11.2092 | 11.2092 | 11.2092 | 11.2092 | 11.2092 | 11.2092 | 11.2092 | 11.2092 | 11.2092 | 11.2092 | 11.2092 | 11.2092 | 11.2092 | 11.2092 | 11.2092 | 11.2092 | 11.2092 | 11.2092 | 11.2092 | 11.2092 | 11.2092 | 11.2092 | 11.2092 | 11.2092 | 11.2092 | 11.2092
50FP | Supply Demand Balance | 49FP - 48FP | Ml/d | 2 | 0 | 0 | 35.1559 | 55.7365 | 51.1717 | 49.1265 | 45.628 | 43.3273 | 47.6962 | 40.3252 | 38.976 | 45.8252 | 53.0751 | 60.0061 | 67.4955 | 75.0712 | 81.6829 | 88.067 | 94.6531 | 99.839 | 105.0033 | 111.0597 | 116.3165 | 121.6365 | 125.9726 | 127.8877 | 129.8307 | 131.6053 | 134.3474 | 136.2785 | 138.3736 | 139.5834 | 138.8472 | 138.2516 | 137.7155 | 137.0979 | 136.416 | 135.5106 | 134.6164 | 133.6285 | 132.6392 | 131.5981 | 130.5658 | 129.4569 | 128.291 | 127.0898 | 125.8541 | 124.5855 | 123.2936 | 122.0125 | 120.6975 | 119.4036 | 118.1401 | 116.9144 | 115.6481 | 114.3623 | 113.0814 | 111.8101 | 110.5459 | 109.2662 | 107.9694 | 106.6352 | 105.307 | 103.861 | 102.4495 | 101.0321
[71 empty] | 592.852 | 593.5138 | 594.1872 | 594.8606 | 595.5359 | 596.2161 | 596.8985 | 597.573 | 598.2432
Water Company | Northumbrian Water | Version | 6
WRZ | NWLKLD | Planning Scenario | DYCP
Table 3d: DYCP - Baseline | Back to top of sheet
WRMP24 reference | Component | Derivation | Unit | Decimal places | 2019-20 | 2020-21 | 2021-22 | 2022-23 | 2023-24 | 2024-25 | 2025-26 | 2026-27 | 2027-28 | 2028-29 | 2029-30 | 2030-31 | 2031-32 | 2032-33 | 2033-34 | 2034-35 | 2035-36 | 2036-37 | 2037-38 | 2038-39 | 2039-40 | 2040-41 | 2041-42 | 2042-43 | 2043-44 | 2044-45 | 2045-46 | 2046-47 | 2047-48 | 2048-49 | 2049-50 | 2050-51 | 2051-52 | 2052-53 | 2053-54 | 2054-55 | 2055-56 | 2056-57 | 2057-58 | 2058-59 | 2059-60 | 2060-61 | 2061-62 | 2062-63 | 2063-64 | 2064-65 | 2065-66 | 2066-67 | 2067-68 | 2068-69 | 2069-70 | 2070-71 | 2071-72 | 2072-73 | 2073-74 | 2074-75 | 2075-76 | 2076-77 | 2077-78 | 2078-79 | 2079-80 | 2080-81 | 2081-82 | 2082-83 | 2083-84 | 2084-85 | 2085-86 | 2086-87 | 2087-88 | 2088-89 | 2089-90 | 2090-91 | 2091-92 | 2092-93 | 2093-94 | 2094-95 | 2095-96 | 2096-97 | 2097-98 | 2098-99 | 2099-100
1BL | Raw water abstracted | Input | Ml/d | 2 |  |  | 912.7044 | 881.6933 | 886.047 | 912.4775 | 952.1689 | 980.1092 | 992.294 | 1027.3549 | 1036.2914 | 1036.5923 | 1037.0209 | 1037.3347 | 1037.818 | 1038.4455 | 1038.7337 | 1038.9417 | 1038.7871 | 1038.6952 | 1038.5944 | 1038.282 | 1038.3191 | 1038.4141 | 1038.5186 | 1038.7041 | 1038.9967 | 1039.3745 | 1038.7143 | 1038.9871 | 1039.1285 | 1035.2374 | 1034.997 | 1034.6384 | 1034.1929 | 1033.828 | 1033.5974 | 1033.7168 | 1033.829 | 1034.0628 | 1034.2926 | 1034.5639 | 1034.8128 | 1035.1476 | 1035.5221 | 1035.9138 | 1036.3275 | 1036.7723 | 1037.251 | 1037.724 | 1038.2458 | 1038.7437 | 1039.2086 | 1039.6283 | 1040.1021 | 1040.6073 | 1041.1141 | 1041.6119 | 1042.111 | 1042.6276 | 1043.1565 | 1043.7482 | 1044.3335 | 1045.0577 | 1045.7264 | 1046.4003
1.1BL | Non-potable water supplies | Input | Ml/d | 2 |  |  | 90 | 90 | 90 | 90 | 140 | 140 | 140 | 190 | 190 | 190 | 190 | 190 | 190 | 190 | 190 | 190 | 190 | 190 | 190 | 330 | 330 | 330 | 330 | 330 | 330 | 330 | 330 | 330 | 330 | 330 | 330 | 330 | 330 | 330 | 330 | 330 | 330 | 330 | 330 | 330 | 330 | 330 | 330 | 330 | 330 | 330 | 330 | 330 | 330 | 330 | 330 | 330 | 330 | 330 | 330 | 330 | 330 | 330 | 330 | 330 | 330 | 330 | 330 | 330
2BL | Raw water imported | Input | Ml/d | 2 |  |  | 0 | 0 | 0 | 0 | 0 | 0 | 0 | 0 | 0 | 0 | 0 | 0 | 0 | 0 | 0 | 0 | 0 | 0 | 0 | 0 | 0 | 0 | 0 | 0 | 0 | 0 | 0 | 0 | 0 | 0 | 0 | 0 | 0 | 0 | 0 | 0 | 0 | 0 | 0 | 0 | 0 | 0 | 0 | 0 | 0 | 0 | 0 | 0 | 0 | 0 | 0 | 0 | 0 | 0 | 0 | 0 | 0 | 0 | 0 | 0 | 0 | 0 | 0 | 0
3BL | Potable water imported | Input | Ml/d | 2 |  |  | 0.3 | 0.3 | 0.3 | 0.3 | 0.3 | 0.3 | 0.3 | 0.3 | 0.3 | 0.3 | 0.3 | 0.3 | 0.3 | 0.3 | 0.3 | 0.3 | 0.3 | 0.3 | 0.3 | 0.3 | 0.3 | 0.3 | 0.3 | 0.3 | 0.3 | 0.3 | 0.3 | 0.3 | 0.3 | 0.3 | 0.3 | 0.3 | 0.3 | 0.3 | 0.3 | 0.3 | 0.3 | 0.3 | 0.3 | 0.3 | 0.3 | 0.3 | 0.3 | 0.3 | 0.3 | 0.3 | 0.3 | 0.3 | 0.3 | 0.3 | 0.3 | 0.3 | 0.3 | 0.3 | 0.3 | 0.3 | 0.3 | 0.3 | 0.3 | 0.3 | 0.3 | 0.3 | 0.3 | 0.3
4BL | Raw water exported enter as -ve | Input | Ml/d | 2 |  |  | 0 | 0 | 0 | 0 | 0 | 0 | 0 | 0 | 0 | 0 | 0 | 0 | 0 | 0 | 0 | 0 | 0 | 0 | 0 | 0 | 0 | 0 | 0 | 0 | 0 | 0 | 0 | 0 | 0 | 0 | 0 | 0 | 0 | 0 | 0 | 0 | 0 | 0 | 0 | 0 | 0 | 0 | 0 | 0 | 0 | 0 | 0 | 0 | 0 | 0 | 0 | 0 | 0 | 0 | 0 | 0 | 0 | 0 | 0 | 0 | 0 | 0 | 0 | 0
5BL | Potable water exported enter as -ve | Input | Ml/d | 2 |  |  | -4.5316 | -4.6318 | -4.6318 | -4.6318 | -4.6318 | -4.6318 | -4.6318 | -4.6318 | -4.6318 | -4.6318 | -4.6318 | -4.6318 | -4.6318 | -4.6318 | -4.6318 | -4.6318 | -4.6318 | -4.6318 | -4.6318 | -4.6318 | -4.6318 | -4.6318 | -4.6318 | -4.6318 | -4.6318 | -4.6318 | -4.6318 | -4.6318 | -4.6318 | -4.6318 | -4.6318 | -4.6318 | -4.6318 | -4.6318 | -4.6318 | -4.6318 | -4.6318 | -4.6318 | -4.6318 | -4.6318 | -4.6318 | -4.6318 | -4.6318 | -4.6318 | -4.6318 | -4.6318 | -4.6318 | -4.6318 | -4.6318 | -4.6318 | -4.6318 | -4.6318 | -4.6318 | -4.6318 | -4.6318 | -4.6318 | -4.6318 | -4.6318 | -4.6318 | -4.6318 | -4.6318 | -4.6318 | -4.6318 | -4.6318
6BL | Deployable Output before forecast changes | Input | Ml/d | 2 |  |  | 867.13 | 867.13 | 867.13 | 867.13 | 867.13 | 867.13 | 867.13 | 867.13 | 867.13 | 867.13 | 867.13 | 867.13 | 867.13 | 867.13 | 867.13 | 867.13 | 867.13 | 867.13 | 867.13 | 867.13 | 867.13 | 867.13 | 867.13 | 867.13 | 867.13 | 867.13 | 867.13 | 867.13 | 867.13 | 867.13 | 867.13 | 867.13 | 867.13 | 867.13 | 867.13 | 867.13 | 867.13 | 867.13 | 867.13 | 867.13 | 867.13 | 867.13 | 867.13 | 867.13 | 867.13 | 867.13 | 867.13 | 867.13 | 867.13 | 867.13 | 867.13 | 867.13 | 867.13 | 867.13 | 867.13 | 867.13 | 867.13 | 867.13 | 867.13 | 867.13 | 867.13 | 867.13 | 867.13 | 867.13
6.1BL | Deployable Output post forecast changes | 6BL + 7BL | Ml/d | 2 | 0 | 0 | 867.13 | 867.13 | 867.13 | 867.13 | 867.13 | 867.13 | 867.13 | 867.13 | 867.13 | 867.13 | 867.13 | 867.13 | 867.13 | 867.13 | 867.13 | 867.13 | 867.13 | 867.13 | 867.13 | 867.13 | 867.13 | 867.13 | 867.13 | 867.13 | 867.13 | 867.13 | 867.13 | 867.13 | 867.13 | 867.13 | 867.13 | 867.13 | 867.13 | 867.13 | 867.13 | 867.13 | 867.13 | 867.13 | 867.13 | 867.13 | 867.13 | 867.13 | 867.13 | 867.13 | 867.13 | 867.13 | 867.13 | 867.13 | 867.13 | 867.13 | 867.13 | 867.13 | 867.13 | 867.13 | 867.13 | 867.13 | 867.13 | 867.13 | 867.13 | 867.13 | 867.13 | 867.13 | 867.13 | 867.13
7BL | Baseline forecast changes to Deployable Output | sum (7.1BL:7.6BL) | Ml/d | 2 | 0 | 0 | 0 | 0 | 0 | 0 | 0 | 0 | 0 | 0 | 0 | 0 | 0 | 0 | 0 | 0 | 0 | 0 | 0 | 0 | 0 | 0 | 0 | 0 | 0 | 0 | 0 | 0 | 0 | 0 | 0 | 0 | 0 | 0 | 0 | 0 | 0 | 0 | 0 | 0 | 0 | 0 | 0 | 0 | 0 | 0 | 0 | 0 | 0 | 0 | 0 | 0 | 0 | 0 | 0 | 0 | 0 | 0 | 0 | 0 | 0 | 0 | 0 | 0 | 0 | 0
7.1BL | Change in DO due to climate change | Input | Ml/d | 2 |  |  | 0 | 0 | 0 | 0 | 0 | 0 | 0 | 0 | 0 | 0 | 0 | 0 | 0 | 0 | 0 | 0 | 0 | 0 | 0 | 0 | 0 | 0 | 0 | 0 | 0 | 0 | 0 | 0 | 0 | 0 | 0 | 0 | 0 | 0 | 0 | 0 | 0 | 0 | 0 | 0 | 0 | 0 | 0 | 0 | 0 | 0 | 0 | 0 | 0 | 0 | 0 | 0 | 0 | 0 | 0 | 0 | 0 | 0 | 0 | 0 | 0 | 0 | 0 | 0
7.2BL | Total confirmed DO reductions to restore sustainable abstraction enter as -ve | Input | Ml/d | 2 |  |  | 0 | 0 | 0 | 0 | 0 | 0 | 0 | 0 | 0 | 0 | 0 | 0 | 0 | 0 | 0 | 0 | 0 | 0 | 0 | 0 | 0 | 0 | 0 | 0 | 0 | 0 | 0 | 0 | 0 | 0 | 0 | 0 | 0 | 0 | 0 | 0 | 0 | 0 | 0 | 0 | 0 | 0 | 0 | 0 | 0 | 0 | 0 | 0 | 0 | 0 | 0 | 0 | 0 | 0 | 0 | 0 | 0 | 0 | 0 | 0 | 0 | 0 | 0 | 0
7.3BL | Total expected DO reductions to restore sustainable abstraction (Environmental Destination) (excl. any confirmed reductions) enter as -ve | Input | Ml/d | 2 |  |  | 0 | 0 | 0 | 0 | 0 | 0 | 0 | 0 | 0 | 0 | 0 | 0 | 0 | 0 | 0 | 0 | 0 | 0 | 0 | 0 | 0 | 0 | 0 | 0 | 0 | 0 | 0 | 0 | 0 | 0 | 0 | 0 | 0 | 0 | 0 | 0 | 0 | 0 | 0 | 0 | 0 | 0 | 0 | 0 | 0 | 0 | 0 | 0 | 0 | 0 | 0 | 0 | 0 | 0 | 0 | 0 | 0 | 0 | 0 | 0 | 0 | 0 | 0 | 0
7.4BL | Change in DO from prolonged Outage reduction enter as -ve | Input | Ml/d | 2 |  |  | 0 | 0 | 0 | 0 | 0 | 0 | 0 | 0 | 0 | 0 | 0 | 0 | 0 | 0 | 0 | 0 | 0 | 0 | 0 | 0 | 0 | 0 | 0 | 0 | 0 | 0 | 0 | 0 | 0 | 0 | 0 | 0 | 0 | 0 | 0 | 0 | 0 | 0 | 0 | 0 | 0 | 0 | 0 | 0 | 0 | 0 | 0 | 0 | 0 | 0 | 0 | 0 | 0 | 0 | 0 | 0 | 0 | 0 | 0 | 0 | 0 | 0 | 0 | 0
7.5BL | Change in DO from drought measures | Zero for baseline | Ml/d | 2 | 0 | 0 | 0 | 0 | 0 | 0 | 0 | 0 | 0 | 0 | 0 | 0 | 0 | 0 | 0 | 0 | 0 | 0 | 0 | 0 | 0 | 0 | 0 | 0 | 0 | 0 | 0 | 0 | 0 | 0 | 0 | 0 | 0 | 0 | 0 | 0 | 0 | 0 | 0 | 0 | 0 | 0 | 0 | 0 | 0 | 0 | 0 | 0 | 0 | 0 | 0 | 0 | 0 | 0 | 0 | 0 | 0 | 0 | 0 | 0 | 0 | 0 | 0 | 0 | 0 | 0
7.6BL | Total other changes to DO (specify e.g. Nitrates) | Input | Ml/d | 2 |  |  | 0 | 0 | 0 | 0 | 0 | 0 | 0 | 0 | 0 | 0 | 0 | 0 | 0 | 0 | 0 | 0 | 0 | 0 | 0 | 0 | 0 | 0 | 0 | 0 | 0 | 0 | 0 | 0 | 0 | 0 | 0 | 0 | 0 | 0 | 0 | 0 | 0 | 0 | 0 | 0 | 0 | 0 | 0 | 0 | 0 | 0 | 0 | 0 | 0 | 0 | 0 | 0 | 0 | 0 | 0 | 0 | 0 | 0 | 0 | 0 | 0 | 0 | 0 | 0
8BL | Raw water losses, treatment works losses and operational use | Input | Ml/d | 2 |  |  | 44.5284 | 42.895 | 43.0005 | 42.9621 | 43.3672 | 44.2081 | 44.3759 | 44.6951 | 45.1658 | 45.1817 | 45.2042 | 45.2208 | 45.2462 | 45.2793 | 45.2945 | 45.3054 | 45.2973 | 45.2924 | 45.2871 | 45.2707 | 45.2726 | 45.2776 | 45.2831 | 45.2929 | 45.3083 | 45.3282 | 45.2934 | 45.3078 | 45.3152 | 45.1103 | 45.0976 | 45.0787 | 45.0553 | 45.0361 | 45.0239 | 45.0302 | 45.0361 | 45.0484 | 45.0605 | 45.0748 | 45.0879 | 45.1056 | 45.1253 | 45.1459 | 45.1677 | 45.1911 | 45.2164 | 45.2413 | 45.2688 | 45.295 | 45.3195 | 45.3416 | 45.3665 | 45.3931 | 45.4198 | 45.4461 | 45.4723 | 45.4996 | 45.5274 | 45.5586 | 45.5894 | 45.6275 | 45.6628 | 45.6983
9BL | Total Outage Allowance | Input | Ml/d | 2 |  |  | 74.82 | 74.82 | 74.82 | 74.82 | 74.82 | 74.82 | 74.82 | 74.82 | 74.82 | 74.82 | 74.82 | 74.82 | 74.82 | 74.82 | 74.82 | 74.82 | 74.82 | 74.82 | 74.82 | 74.82 | 74.82 | 74.82 | 74.82 | 74.82 | 74.82 | 74.82 | 74.82 | 74.82 | 74.82 | 74.82 | 74.82 | 74.82 | 74.82 | 74.82 | 74.82 | 74.82 | 74.82 | 74.82 | 74.82 | 74.82 | 74.82 | 74.82 | 74.82 | 74.82 | 74.82 | 74.82 | 74.82 | 74.82 | 74.82 | 74.82 | 74.82 | 74.82 | 74.82 | 74.82 | 74.82 | 74.82 | 74.82 | 74.82 | 74.82 | 74.82 | 74.82 | 74.82 | 74.82 | 74.82
10BL | Water Available For Use (own sources) | (6BL + 7BL) - (8BL + 9BL) | Ml/d | 2 | 0 | 0 | 792.31 | 792.31 | 792.31 | 792.31 | 792.31 | 792.31 | 792.31 | 792.31 | 792.31 | 792.31 | 792.31 | 792.31 | 792.31 | 792.31 | 792.31 | 792.31 | 792.31 | 792.31 | 792.31 | 792.31 | 792.31 | 792.31 | 792.31 | 792.31 | 792.31 | 792.31 | 792.31 | 792.31 | 792.31 | 792.31 | 792.31 | 792.31 | 792.31 | 792.31 | 792.31 | 792.31 | 792.31 | 792.31 | 792.31 | 792.31 | 792.31 | 792.31 | 792.31 | 792.31 | 792.31 | 792.31 | 792.31 | 792.31 | 792.31 | 792.31 | 792.31 | 792.31 | 792.31 | 792.31 | 792.31 | 792.31 | 792.31 | 792.31 | 792.31 | 792.31 | 792.31 | 792.31 | 792.31 | 792.31
11BL | Total Water Available For Use | 10BL + sum (2BL:5BL) | Ml/d | 2 | 0 | 0 | 788.0784 | 787.9782 | 787.9782 | 787.9782 | 787.9782 | 787.9782 | 787.9782 | 787.9782 | 787.9782 | 787.9782 | 787.9782 | 787.9782 | 787.9782 | 787.9782 | 787.9782 | 787.9782 | 787.9782 | 787.9782 | 787.9782 | 787.9782 | 787.9782 | 787.9782 | 787.9782 | 787.9782 | 787.9782 | 787.9782 | 787.9782 | 787.9782 | 787.9782 | 787.9782 | 787.9782 | 787.9782 | 787.9782 | 787.9782 | 787.9782 | 787.9782 | 787.9782 | 787.9782 | 787.9782 | 787.9782 | 787.9782 | 787.9782 | 787.9782 | 787.9782 | 787.9782 | 787.9782 | 787.9782 | 787.9782 | 787.9782 | 787.9782 | 787.9782 | 787.9782 | 787.9782 | 787.9782 | 787.9782 | 787.9782 | 787.9782 | 787.9782 | 787.9782 | 787.9782 | 787.9782 | 787.9782 | 787.9782 | 787.9782
12BL | Water delivered measured non-household | Input Note - consumption & uspl | Ml/d | 2 |  |  | 132.0129 | 121.5738 | 133.8276 | 143.7024 | 156.1225 | 170.753 | 173.2457 | 178.4821 | 186.8705 | 187.4701 | 187.868 | 188.135 | 188.4941 | 188.8441 | 188.769 | 188.6843 | 188.5428 | 188.3894 | 188.2413 | 188.0263 | 187.9082 | 187.7422 | 187.5841 | 187.4361 | 187.3308 | 187.212 | 186.177 | 185.99 | 185.84 | 185.6969 | 185.5355 | 185.1729 | 184.8017 | 184.4278 | 184.0471 | 183.6666 | 183.2817 | 182.9034 | 182.5349 | 182.1725 | 181.8179 | 181.4733 | 181.1425 | 180.8179 | 180.4952 | 180.1737 | 179.8575 | 179.551 | 179.2469 | 178.9463 | 178.6422 | 178.3346 | 178.0293 | 177.7243 | 177.4208 | 177.1166 | 176.8084 | 176.5027 | 176.2006 | 175.8977 | 175.5971 | 175.2951 | 174.9944 | 174.6942
12.1BL | Non-potable water consumption | Input | Ml/d | 2 |  | 67.3058 | 67.3058 | 67.3058 | 69.6558 | 96.8158 | 128.8158 | 140.7908 | 149.7908 | 178.7908 | 178.7908 | 178.7908 | 178.7908 | 178.7908 | 178.7908 | 178.7908 | 178.7908 | 178.7908 | 178.7908 | 178.7908 | 178.7908 | 178.7908 | 178.7908 | 178.7908 | 178.7908 | 178.7908 | 178.7908 | 178.7908 | 178.7908 | 178.7908 | 178.7908 | 178.7908 | 178.7908 | 178.7908 | 178.7908 | 178.7908 | 178.7908 | 178.7908 | 178.7908 | 178.7908 | 178.7908 | 178.7908 | 178.7908 | 178.7908 | 178.7908 | 178.7908 | 178.7908 | 178.7908 | 178.7908 | 178.7908 | 178.7908 | 178.7908 | 178.7908 | 178.7908 | 178.7908 | 178.7908 | 178.7908 | 178.7908 | 178.7908 | 178.7908 | 178.7908 | 178.7908 | 178.7908 | 178.7908 | 178.7908 | 178.7908
13BL | Water delivered unmeasured non-household | Input Note - consumption & uspl | Ml/d | 2 |  |  | 3.5609 | 4.065 | 4.0199 | 3.9769 | 4.7316 | 4.7019 | 4.6722 | 4.6425 | 4.6128 | 4.5972 | 4.5815 | 4.5659 | 4.5497 | 4.5335 | 4.5173 | 4.5011 | 4.4849 | 4.4687 | 4.4525 | 4.4444 | 4.4363 | 4.4282 | 4.4201 | 4.412 | 4.4039 | 4.3958 | 4.3877 | 4.3796 | 4.3742 | 4.3702 | 4.3675 | 4.3648 | 4.3621 | 4.3594 | 4.3567 | 4.354 | 4.3513 | 4.3486 | 4.3459 | 4.3432 | 4.3405 | 4.3378 | 4.3351 | 4.3324 | 4.3297 | 4.327 | 4.3243 | 4.3216 | 4.3189 | 4.3162 | 4.3135 | 4.3108 | 4.3081 | 4.3054 | 4.3027 | 4.3 | 4.2973 | 4.2946 | 4.2919 | 4.2892 | 4.2865 | 4.2838 | 4.2811 | 4.2784
14BL | Water delivered measured household | Input Note - consumption & uspl | Ml/d | 2 |  |  | 162.2349 | 165.0709 | 170.1148 | 175.4701 | 180.5834 | 187.7507 | 194.9883 | 202.2165 | 209.0373 | 214.6277 | 219.667 | 224.7447 | 229.9537 | 235.2559 | 240.6309 | 245.9347 | 251.0151 | 256.1181 | 261.2251 | 266.0322 | 270.823 | 275.48 | 279.9626 | 284.3141 | 288.5506 | 292.7511 | 296.9031 | 301.0907 | 305.2027 | 304.9583 | 307.7018 | 310.4567 | 313.1713 | 315.9284 | 318.0254 | 319.5311 | 321.0371 | 322.6049 | 324.163 | 325.7445 | 327.3029 | 328.9228 | 330.5587 | 332.1968 | 333.8466 | 335.5173 | 337.206 | 338.8863 | 340.5808 | 342.2522 | 343.89 | 345.525 | 347.1994 | 348.8935 | 350.5774 | 352.2435 | 353.905 | 355.5722 | 357.2399 | 358.7397 | 360.0376 | 361.3918 | 362.7196 | 364.0439
15BL | Water delivered unmeasured household | Input Note - consumption & uspl | Ml/d | 2 |  |  | 375.2879 | 360.5258 | 348.3619 | 335.6601 | 324.6272 | 317.9537 | 311.2445 | 304.5252 | 297.7693 | 291.838 | 286.8021 | 281.7481 | 276.6329 | 271.5689 | 266.5295 | 261.4908 | 256.3904 | 251.3361 | 246.2616 | 241.3456 | 236.6831 | 232.2602 | 228.0153 | 223.9709 | 220.1002 | 216.3572 | 212.5929 | 208.8262 | 204.9685 | 201.6452 | 198.807 | 196.0436 | 193.247 | 190.4894 | 188.5489 | 187.5531 | 186.5545 | 185.6029 | 184.6482 | 183.7066 | 182.7609 | 181.8273 | 180.9054 | 179.9942 | 179.093 | 178.2012 | 177.3183 | 176.4278 | 175.5665 | 174.7012 | 173.8409 | 172.9436 | 172.0552 | 171.1758 | 170.3052 | 169.4433 | 168.5902 | 167.7458 | 166.9098 | 166.3079 | 165.9065 | 165.5833 | 165.234 | 164.8928
16BL | Percentage of consumption driven by climate change | Input | % | 1 |  |  | 0% | 0.416% | 0.4225% | 0.4348% | 0.5299% | 0.553% | 0.5921% | 0.6213% | 0.654% | 0.6936% | 0.7261% | 0.7658% | 0.7983% | 0.8378% | 0.8705% | 0.9105% | 0.9503% | 0.9832% | 1.023% | 1.055% | 1.094% | 1.131% | 1.168% | 1.205% | 1.242% | 1.279% | 1.318% | 1.355% | 1.392% | 1.43% | 1.467% | 1.505% | 1.543% | 1.581% | 1.619% | 1.658% | 1.696% | 1.734% | 1.773% | 1.811% | 1.85% | 1.888% | 1.926% | 1.964% | 2.002% | 2.04% | 2.078% | 2.041% | 2.001% | 1.964% | 1.932% | 1.908% | 1.878% | 1.845% | 1.813% | 1.781% | 1.751% | 1.72% | 1.689% | 1.655% | 1.626% | 1.577% | 1.537% | 1.496%
17BL | Volume of consumption driven by climate change | 16BL * (12BL + sum(13BL:15BL) - sum (23BL:26BL)) | Ml/d | 2 | 0 | 0 | 0 | 2.8848 | 2.965 | 3.1837 | 4.088 | 4.4155 | 4.7992 | 5.2518 | 5.5837 | 5.9234 | 6.204 | 6.5457 | 6.8275 | 7.1701 | 7.4523 | 7.7962 | 8.1358 | 8.4166 | 8.7528 | 9.0305 | 9.365 | 9.6815 | 9.9982 | 10.3162 | 10.6354 | 10.957 | 11.2805 | 11.6028 | 11.922 | 12.1957 | 12.5111 | 12.8298 | 13.1465 | 13.4643 | 13.7845 | 14.1127 | 14.4413 | 14.773 | 15.1046 | 15.4365 | 15.7672 | 16.0997 | 16.432 | 16.7639 | 17.0958 | 17.4283 | 17.7619 | 17.4594 | 17.1225 | 16.8165 | 16.5509 | 16.3509 | 16.0999 | 15.8302 | 15.5646 | 15.301 | 15.0484 | 14.7944 | 14.5301 | 14.247 | 14.0084 | 13.6 | 13.2582 | 12.9154
18BL | Measured Household - PCC | ((14BL - 25BL) * 1,000,000) / (39BL *1,000) | l/h/d | 1 | #DIV/0! | #DIV/0! | 168.6027 | 164.7509 | 161.8914 | 159.2811 | 156.5178 | 156.0632 | 155.6355 | 155.2473 | 154.9005 | 154.6479 | 154.4024 | 154.1627 | 153.8864 | 153.6281 | 153.3819 | 153.222 | 153.0409 | 152.8864 | 152.7134 | 152.4289 | 152.3018 | 152.1988 | 152.0807 | 151.9532 | 151.8488 | 151.8161 | 151.7779 | 151.7308 | 151.6601 | 149.6526 | 149.6034 | 149.5732 | 149.5362 | 149.5337 | 149.5177 | 149.5239 | 149.5181 | 149.5342 | 149.5422 | 149.5588 | 149.5554 | 149.5671 | 149.5894 | 149.6217 | 149.6611 | 149.7031 | 149.7426 | 149.774 | 149.8103 | 149.8429 | 149.8639 | 149.883 | 149.9223 | 149.9701 | 150.0186 | 150.068 | 150.1154 | 150.1638 | 150.2154 | 150.2645 | 150.3023 | 150.3687 | 150.4253 | 150.4822
19BL | Unmeasured Household - PCC | ((15BL - 26BL) * 1,000,000) / (40BL *1,000) | l/h/d | 1 | #DIV/0! | #DIV/0! | 208.4358 | 203.2782 | 200.4393 | 197.5668 | 194.9889 | 194.8075 | 194.6122 | 194.4186 | 194.2082 | 194.0432 | 193.9739 | 193.8975 | 193.7805 | 193.7023 | 193.7389 | 193.7805 | 193.6789 | 193.6137 | 193.5316 | 193.4987 | 193.5146 | 193.5691 | 193.6082 | 193.649 | 193.7552 | 193.9792 | 194.1861 | 194.3934 | 194.5119 | 194.6641 | 194.7962 | 194.9984 | 195.1596 | 195.3556 | 195.5526 | 195.8817 | 196.1941 | 196.5446 | 196.8782 | 197.2132 | 197.5313 | 197.8508 | 198.1718 | 198.4946 | 198.8193 | 199.146 | 199.4747 | 199.7859 | 200.1227 | 200.4457 | 200.7656 | 201.0312 | 201.2978 | 201.5653 | 201.8337 | 202.1028 | 202.3726 | 202.6431 | 202.9142 | 203.1932 | 203.4353 | 203.7666 | 204.0539 | 204.3416
20BL | Average Household - PCC | (((14BL - 25BL) + (15BL - 26BL)) * 1,000,000) / ((39BL + 40BL) *1,000) | l/h/d | 1 | #DIV/0! | #DIV/0! | 194.5242 | 189.3517 | 185.9013 | 182.4987 | 179.2362 | 178.3622 | 177.4861 | 176.6291 | 175.8029 | 175.1329 | 174.5657 | 173.9943 | 173.3743 | 172.778 | 172.2334 | 171.7429 | 171.1874 | 170.6639 | 170.1214 | 169.543 | 169.0933 | 168.6873 | 168.2789 | 167.8768 | 167.5228 | 167.2618 | 166.9903 | 166.7094 | 166.3815 | 164.8213 | 164.5896 | 164.3934 | 164.1791 | 163.9994 | 163.8714 | 163.8608 | 163.8357 | 163.8364 | 163.8258 | 163.8211 | 163.7964 | 163.7816 | 163.7746 | 163.7755 | 163.782 | 163.7903 | 163.7962 | 163.7908 | 163.7957 | 163.7941 | 163.7833 | 163.7561 | 163.744 | 163.7384 | 163.7339 | 163.731 | 163.727 | 163.7238 | 163.7236 | 163.7414 | 163.7598 | 163.8228 | 163.8677 | 163.9133
21BL | Water taken unbilled | Input | Ml/d | 2 |  |  | 22.5039 | 22.5934 | 22.5881 | 22.5833 | 22.6471 | 22.6398 | 22.6322 | 22.6247 | 22.6183 | 22.6132 | 22.6076 | 22.6022 | 22.5968 | 22.5914 | 22.5863 | 22.5815 | 22.5768 | 22.5723 | 22.568 | 22.5638 | 22.5597 | 22.5557 | 22.5518 | 22.548 | 22.5444 | 22.5409 | 22.5377 | 22.5346 | 22.5318 | 22.5292 | 22.5276 | 22.5262 | 22.5248 | 22.5232 | 22.5212 | 22.5187 | 22.5163 | 22.5139 | 22.5113 | 22.5086 | 22.5057 | 22.5026 | 22.4993 | 22.4957 | 22.492 | 22.4881 | 22.4841 | 22.4803 | 22.4765 | 22.4727 | 22.4691 | 22.4655 | 22.4619 | 22.4584 | 22.455 | 22.4516 | 22.4484 | 22.4451 | 22.4418 | 22.4384 | 22.4347 | 22.4309 | 22.427 | 22.4232
22BL | Distribution system operational use | Input | Ml/d | 2 |  |  | 1.7124 | 1.7124 | 1.7124 | 1.7124 | 1.7124 | 1.7124 | 1.7124 | 1.7124 | 1.7124 | 1.7124 | 1.7124 | 1.7124 | 1.7124 | 1.7124 | 1.7124 | 1.7124 | 1.7124 | 1.7124 | 1.7124 | 1.7124 | 1.7124 | 1.7124 | 1.7124 | 1.7124 | 1.7124 | 1.7124 | 1.7124 | 1.7124 | 1.7124 | 1.7124 | 1.7124 | 1.7124 | 1.7124 | 1.7124 | 1.7124 | 1.7124 | 1.7124 | 1.7124 | 1.7124 | 1.7124 | 1.7124 | 1.7124 | 1.7124 | 1.7124 | 1.7124 | 1.7124 | 1.7124 | 1.7124 | 1.7124 | 1.7124 | 1.7124 | 1.7124 | 1.7124 | 1.7124 | 1.7124 | 1.7124 | 1.7124 | 1.7124 | 1.7124 | 1.7124 | 1.7124 | 1.7124 | 1.7124 | 1.7124
23BL | Measured Non Household - USPL | Input | Ml/d | 2 |  |  | 0.56955 | 0.63193 | 0.61409 | 0.59599 | 0.61586 | 0.61873 | 0.62159 | 0.62446 | 0.62733 | 0.63021 | 0.63308 | 0.63596 | 0.63884 | 0.64172 | 0.64459 | 0.64747 | 0.65035 | 0.65323 | 0.65611 | 0.65898 | 0.66186 | 0.66474 | 0.66762 | 0.6705 | 0.67337 | 0.67625 | 0.67913 | 0.68201 | 0.68487 | 0.68771 | 0.69053 | 0.69334 | 0.69615 | 0.69897 | 0.70178 | 0.70459 | 0.70741 | 0.71022 | 0.71303 | 0.71585 | 0.71866 | 0.72147 | 0.72429 | 0.7271 | 0.72992 | 0.73273 | 0.73554 | 0.73836 | 0.74117 | 0.74387 | 0.74658 | 0.74929 | 0.75199 | 0.7547 | 0.75741 | 0.76011 | 0.76282 | 0.76552 | 0.76823 | 0.77094 | 0.77364 | 0.77635 | 0.77905 | 0.78176
24BL | Unmeasured Non Household - USPL | Input | Ml/d | 2 |  |  | 0.14413 | 0.15949 | 0.15272 | 0.14612 | 0.17386 | 0.17277 | 0.17167 | 0.17058 | 0.16949 | 0.16892 | 0.16834 | 0.16777 | 0.16717 | 0.16658 | 0.16598 | 0.16539 | 0.16479 | 0.1642 | 0.1636 | 0.1633 | 0.16301 | 0.16271 | 0.16241 | 0.16211 | 0.16182 | 0.16152 | 0.16122 | 0.16092 | 0.16073 | 0.16058 | 0.16048 | 0.16038 | 0.16028 | 0.16018 | 0.16008 | 0.15998 | 0.15988 | 0.15978 | 0.15968 | 0.15958 | 0.15949 | 0.15939 | 0.15929 | 0.15919 | 0.15909 | 0.15899 | 0.15889 | 0.15879 | 0.15869 | 0.15859 | 0.15849 | 0.15839 | 0.1583 | 0.1582 | 0.1581 | 0.158 | 0.1579 | 0.1578 | 0.1577 | 0.1576 | 0.1575 | 0.1574 | 0.1573 | 0.1572
25BL | Measured Household - USPL | Input | Ml/d | 2 |  |  | 7.0143 | 7.4069 | 7.5534 | 7.7017 | 8.0551 | 8.3544 | 8.6574 | 8.96 | 9.2476 | 9.4883 | 9.7032 | 9.9164 | 10.1306 | 10.3433 | 10.5576 | 10.7677 | 10.9717 | 11.1732 | 11.3724 | 11.5659 | 11.7504 | 11.9259 | 12.0924 | 12.2498 | 12.4016 | 12.5509 | 12.6978 | 12.8423 | 12.9844 | 13.1037 | 13.192 | 13.2775 | 13.3633 | 13.4511 | 13.5142 | 13.5516 | 13.5892 | 13.6269 | 13.6653 | 13.7067 | 13.7499 | 13.7952 | 13.8439 | 13.8953 | 13.9493 | 14.0051 | 14.0611 | 14.1162 | 14.1708 | 14.2245 | 14.2774 | 14.3299 | 14.3818 | 14.4329 | 14.4827 | 14.5316 | 14.5793 | 14.6273 | 14.6761 | 14.7189 | 14.7566 | 14.7959 | 14.8363 | 14.8769
26BL | Unmeasured Household - USPL | Input | Ml/d | 2 |  |  | 17.7351 | 16.8871 | 15.9601 | 15.0178 | 14.6496 | 14.3115 | 13.9734 | 13.6355 | 13.2976 | 13.0073 | 12.7642 | 12.5211 | 12.2781 | 12.0352 | 11.7849 | 11.5348 | 11.2927 | 11.0506 | 10.8084 | 10.5722 | 10.3479 | 10.1358 | 9.9354 | 9.7468 | 9.5641 | 9.3814 | 9.1987 | 9.016 | 8.8333 | 8.68 | 8.5563 | 8.4326 | 8.3089 | 8.1854 | 8.1091 | 8.0799 | 8.0508 | 8.0217 | 7.9925 | 7.9634 | 7.9343 | 7.9051 | 7.876 | 7.8469 | 7.8177 | 7.7886 | 7.7595 | 7.7303 | 7.7012 | 7.6723 | 7.6434 | 7.6145 | 7.5856 | 7.5567 | 7.5278 | 7.4989 | 7.47 | 7.4411 | 7.4122 | 7.3951 | 7.3898 | 7.3845 | 7.3792 | 7.3739
27BL | Void Properties - USPL | Input | Ml/d | 2 |  |  | 1.6191 | 1.5296 | 1.5349 | 1.5397 | 1.4759 | 1.4832 | 1.4908 | 1.4983 | 1.5047 | 1.5098 | 1.5154 | 1.5208 | 1.5263 | 1.5316 | 1.5367 | 1.5415 | 1.5462 | 1.5507 | 1.555 | 1.5592 | 1.5633 | 1.5673 | 1.5712 | 1.575 | 1.5786 | 1.5821 | 1.5853 | 1.5884 | 1.5912 | 1.5938 | 1.5954 | 1.5968 | 1.5982 | 1.5998 | 1.6018 | 1.6043 | 1.6067 | 1.6091 | 1.6117 | 1.6144 | 1.6173 | 1.6204 | 1.6237 | 1.6273 | 1.631 | 1.6349 | 1.6389 | 1.6427 | 1.6465 | 1.6503 | 1.6539 | 1.6575 | 1.6611 | 1.6646 | 1.668 | 1.6714 | 1.6746 | 1.6779 | 1.6812 | 1.6846 | 1.6883 | 1.6921 | 1.696 | 1.6999
28BL | Distribution losses | Input | Ml/d | 2 |  |  | 101.9382 | 94.4216 | 91.2311 | 88.0548 | 88.0857 | 88.1155 | 88.1412 | 88.1672 | 88.2094 | 88.2515 | 88.2719 | 88.294 | 88.3152 | 88.3377 | 88.3663 | 88.3992 | 88.4304 | 88.4642 | 88.5006 | 88.5365 | 88.5696 | 88.5997 | 88.6271 | 88.6519 | 88.6766 | 88.7039 | 88.7339 | 88.7665 | 88.8016 | 88.8303 | 88.8614 | 88.8955 | 88.9292 | 88.9607 | 88.9692 | 88.9557 | 88.9422 | 88.9284 | 88.9139 | 88.8961 | 88.8765 | 88.8546 | 88.8289 | 88.8004 | 88.769 | 88.7357 | 88.7022 | 88.6697 | 88.6377 | 88.6066 | 88.5763 | 88.5465 | 88.5173 | 88.4889 | 88.462 | 88.4361 | 88.4115 | 88.3865 | 88.3606 | 88.3289 | 88.2902 | 88.2499 | 88.2083 | 88.1665
29BL | Total Leakage | sum (23BL:28BL) | Ml/d | 2 | 0 | 0 | 129.0203 | 121.0365 | 117.0463 | 113.0561 | 113.0561 | 113.0561 | 113.0561 | 113.0561 | 113.0561 | 113.0561 | 113.0561 | 113.0561 | 113.0561 | 113.0561 | 113.0561 | 113.0561 | 113.0561 | 113.0561 | 113.0561 | 113.0561 | 113.0561 | 113.0561 | 113.0561 | 113.0561 | 113.0561 | 113.0561 | 113.0561 | 113.0561 | 113.0561 | 113.0561 | 113.0561 | 113.0561 | 113.0561 | 113.0561 | 113.0561 | 113.0561 | 113.0561 | 113.0561 | 113.0561 | 113.0561 | 113.0561 | 113.0561 | 113.0561 | 113.0561 | 113.0561 | 113.0561 | 113.0561 | 113.0561 | 113.0561 | 113.0561 | 113.0561 | 113.0561 | 113.0561 | 113.0561 | 113.0561 | 113.0561 | 113.0561 | 113.0561 | 113.0561 | 113.0561 | 113.0561 | 113.0561 | 113.0561 | 113.0561
30BL | Leakage/property | (29BL * 1,000,000) / (36BL * 1,000) | l/prop/d | 2 | #DIV/0! | #DIV/0! | 104.9447 | 97.8454 | 93.9977 | 90.2248 | 89.5888 | 88.9013 | 88.2028 | 87.5166 | 86.927 | 86.4574 | 85.9906 | 85.5379 | 85.0847 | 84.6441 | 84.2215 | 83.8247 | 83.4412 | 83.0735 | 82.7215 | 82.3838 | 82.0607 | 81.7518 | 81.4572 | 81.1769 | 80.9105 | 80.6578 | 80.4185 | 80.1923 | 79.9789 | 79.7971 | 79.6855 | 79.5874 | 79.4882 | 79.3796 | 79.2634 | 79.1442 | 79.025 | 78.9052 | 78.7827 | 78.6465 | 78.5024 | 78.3493 | 78.1809 | 78.0009 | 77.8099 | 77.6115 | 77.4134 | 77.2205 | 77.0306 | 76.8458 | 76.6651 | 76.4873 | 76.3128 | 76.1426 | 75.9789 | 75.82 | 75.6667 | 75.5127 | 75.3559 | 75.1974 | 75.0331 | 74.8631 | 74.689 | 74.5148
31BL | Measured Non Household - properties | Input | 000's | 2 |  |  | 44.8155 | 48.3532 | 48.5892 | 48.8214 | 50.4494 | 50.6843 | 50.9192 | 51.154 | 51.3889 | 51.6247 | 51.8604 | 52.0961 | 52.3319 | 52.5676 | 52.8034 | 53.0391 | 53.2749 | 53.5106 | 53.7464 | 53.9821 | 54.2179 | 54.4536 | 54.6893 | 54.9251 | 55.1608 | 55.3966 | 55.6323 | 55.8681 | 56.1029 | 56.3356 | 56.5661 | 56.7965 | 57.027 | 57.2575 | 57.4879 | 57.7184 | 57.9489 | 58.1793 | 58.4098 | 58.6403 | 58.8707 | 59.1012 | 59.3317 | 59.5621 | 59.7926 | 60.0231 | 60.2535 | 60.484 | 60.7145 | 60.9362 | 61.1578 | 61.3795 | 61.6012 | 61.8228 | 62.0445 | 62.2662 | 62.4879 | 62.7095 | 62.9312 | 63.1529 | 63.3745 | 63.5962 | 63.8179 | 64.0395
32BL | Unmeasured Non Household - properties | Input | 000's | 2 |  |  | 5.2565 | 6.0085 | 5.9495 | 5.8934 | 7.0119 | 6.9679 | 6.9239 | 6.8799 | 6.8359 | 6.8127 | 6.7895 | 6.7663 | 6.7423 | 6.7183 | 6.6943 | 6.6703 | 6.6463 | 6.6223 | 6.5983 | 6.5863 | 6.5743 | 6.5623 | 6.5503 | 6.5383 | 6.5263 | 6.5143 | 6.5023 | 6.4903 | 6.4823 | 6.4763 | 6.4723 | 6.4683 | 6.4643 | 6.4603 | 6.4563 | 6.4523 | 6.4483 | 6.4443 | 6.4403 | 6.4363 | 6.4323 | 6.4283 | 6.4243 | 6.4203 | 6.4163 | 6.4123 | 6.4083 | 6.4043 | 6.4003 | 6.3963 | 6.3923 | 6.3883 | 6.3843 | 6.3803 | 6.3763 | 6.3723 | 6.3683 | 6.3643 | 6.3603 | 6.3563 | 6.3523 | 6.3483 | 6.3443 | 6.3403
33BL | All void non-households - properties | Input | 000's | 2 |  |  | 14.567 | 11.1659 | 11.1765 | 11.188 | 8.6555 | 8.6766 | 8.6978 | 8.7189 | 8.74 | 8.7665 | 8.7929 | 8.8194 | 8.8456 | 8.8719 | 8.8982 | 8.9244 | 8.9507 | 8.9769 | 9.0032 | 9.0324 | 9.0617 | 9.0909 | 9.1202 | 9.1494 | 9.1787 | 9.208 | 9.2372 | 9.2665 | 9.2966 | 9.3269 | 9.3575 | 9.388 | 9.4185 | 9.4491 | 9.4796 | 9.5101 | 9.5407 | 9.5712 | 9.6017 | 9.6323 | 9.6628 | 9.6933 | 9.7239 | 9.7544 | 9.7849 | 9.8155 | 9.846 | 9.8765 | 9.9071 | 9.9364 | 9.9657 | 9.995 | 10.0244 | 10.0537 | 10.083 | 10.1124 | 10.1417 | 10.171 | 10.2003 | 10.2297 | 10.259 | 10.2883 | 10.3177 | 10.347
34BL | Measured households - properties (excl. void) | Year before + sum (34.1BL:34.6BL) | 000's | 2 |  |  | 473.492 | 490.6959 | 512.934 | 536.4874 | 559.8116 | 582.7539 | 605.9914 | 629.2035 | 651.1732 | 669.5423 | 686.0316 | 702.3836 | 718.8166 | 735.1211 | 751.5204 | 767.5736 | 783.1567 | 798.5437 | 813.7325 | 828.4848 | 842.5576 | 855.9514 | 868.6677 | 880.7054 | 892.3026 | 903.7007 | 914.8986 | 925.8971 | 936.6956 | 945.7755 | 952.4647 | 958.9263 | 965.4116 | 972.0535 | 976.9191 | 979.9273 | 982.941 | 985.9737 | 989.0587 | 992.3923 | 995.874 | 999.5238 | 1003.459 | 1007.6158 | 1011.9847 | 1016.5043 | 1021.0377 | 1025.4927 | 1029.9124 | 1034.2541 | 1038.5357 | 1042.7787 | 1046.9755 | 1051.1079 | 1055.1309 | 1059.0745 | 1062.9258 | 1066.8013 | 1070.7442 | 1074.2516 | 1077.408 | 1080.6866 | 1084.062 | 1087.4562
34.1BL | New build properties - properties | Input (new builds in each year) | 000's | 2 |  |  | 8.336 | 7.1288 | 8.4105 | 8.068 | 9.093 | 9.9498 | 10.2556 | 10.2343 | 8.9523 | 7.221 | 7.2572 | 7.115 | 7.199 | 7.0658 | 6.8412 | 6.4826 | 6.3186 | 6.1154 | 5.9101 | 5.7058 | 5.4979 | 5.2905 | 5.0845 | 4.8775 | 4.669 | 4.4629 | 4.2554 | 4.0489 | 3.8417 | 3.3012 | 2.0645 | 1.8287 | 1.8532 | 2.0154 | 2.159 | 2.2186 | 2.2242 | 2.2439 | 2.2981 | 2.5556 | 2.709 | 2.8831 | 3.1788 | 3.4083 | 3.6281 | 3.7841 | 3.7985 | 3.7173 | 3.6807 | 3.5998 | 3.5376 | 3.4977 | 3.4497 | 3.3831 | 3.2697 | 3.1875 | 3.092 | 3.1169 | 3.1867 | 3.2316 | 3.3638 | 3.4905 | 3.5907 | 3.6101
34.2BL | Meter optants - properties | Input (meter optants in each year) | 000's | 2 |  |  | 0 | 10.8487 | 14.685 | 16.39 | 15.1375 | 13.8851 | 13.8851 | 13.8851 | 13.8851 | 11.9015 | 9.9179 | 9.9179 | 9.9179 | 9.9179 | 10.2407 | 10.2407 | 9.9179 | 9.9179 | 9.9179 | 9.67 | 9.1741 | 8.6782 | 8.1823 | 7.6864 | 7.4384 | 7.4384 | 7.4384 | 7.4384 | 7.4384 | 6.1987 | 4.9589 | 4.9589 | 4.9589 | 4.9589 | 2.9754 | 0.99179 | 0.99179 | 0.99179 | 0.99179 | 0.99179 | 0.99179 | 0.99179 | 0.99179 | 0.99179 | 0.99179 | 0.99179 | 0.99179 | 0.99179 | 0.99179 | 0.99179 | 0.99179 | 0.99179 | 0.99179 | 0.99179 | 0.99179 | 0.99179 | 0.99179 | 0.99179 | 0.99179 | 0.49589 | 0 | 0 | 0 | 0
34.3BL | Compulsory metering - properties | Input (compulsory meters in each year) | 000's | 2 |  |  | 0 | 0 | 0 | 0 | 0 | 0 | 0 | 0 | 0 | 0 | 0 | 0 | 0 | 0 | 0 | 0 | 0 | 0 | 0 | 0 | 0 | 0 | 0 | 0 | 0 | 0 | 0 | 0 | 0 | 0 | 0 | 0 | 0 | 0 | 0 | 0 | 0 | 0 | 0 | 0 | 0 | 0 | 0 | 0 | 0 | 0 | 0 | 0 | 0 | 0 | 0 | 0 | 0 | 0 | 0 | 0 | 0 | 0 | 0 | 0 | 0 | 0 | 0 | 0
34.4BL | Metering on change of occupancy - properties | Input (change of occupancy meters in each year) | 000's | 2 |  |  | 0 | 0 | 0 | 0 | 0 | 0 | 0 | 0 | 0 | 0 | 0 | 0 | 0 | 0 | 0 | 0 | 0 | 0 | 0 | 0 | 0 | 0 | 0 | 0 | 0 | 0 | 0 | 0 | 0 | 0 | 0 | 0 | 0 | 0 | 0 | 0 | 0 | 0 | 0 | 0 | 0 | 0 | 0 | 0 | 0 | 0 | 0 | 0 | 0 | 0 | 0 | 0 | 0 | 0 | 0 | 0 | 0 | 0 | 0 | 0 | 0 | 0 | 0 | 0
34.5BL | Selective metering - properties | Input (selective meters in each year) | 000's | 2 |  |  | 0.005 | 0.005 | 0.005 | 0.005 | 0.005 | 0.005 | 0.005 | 0.005 | 0.005 | 0.005 | 0.005 | 0.005 | 0.005 | 0.005 | 0.005 | 0.005 | 0.005 | 0.005 | 0.005 | 0.005 | 0.005 | 0.005 | 0.005 | 0.005 | 0.005 | 0.005 | 0.005 | 0.005 | 0.005 | 0.005 | 0.005 | 0.005 | 0.005 | 0.005 | 0.005 | 0.005 | 0.005 | 0.005 | 0.005 | 0.005 | 0.005 | 0.005 | 0.005 | 0.005 | 0.005 | 0.005 | 0.005 | 0.005 | 0.005 | 0.005 | 0.005 | 0.005 | 0.005 | 0.005 | 0.005 | 0.005 | 0.005 | 0.005 | 0.005 | 0.005 | 0.005 | 0.005 | 0.005 | 0.005
34.6BL | Other changes to existing metering - properties | Input (other changes to meters in each year) | 000's | 2 |  |  | 0 | -0.77866 | -0.86242 | -0.90961 | -0.91131 | -0.8976 | -0.90819 | -0.91224 | -0.87262 | -0.7583 | -0.69085 | -0.68592 | -0.68883 | -0.68422 | -0.68762 | -0.6752 | -0.65834 | -0.6513 | -0.64418 | -0.62852 | -0.60414 | -0.57978 | -0.55547 | -0.53112 | -0.51531 | -0.50817 | -0.50098 | -0.49383 | -0.48665 | -0.42498 | -0.3392 | -0.33104 | -0.33188 | -0.3375 | -0.27377 | -0.20712 | -0.20732 | -0.208 | -0.20987 | -0.2188 | -0.22411 | -0.23014 | -0.24038 | -0.24833 | -0.25595 | -0.26135 | -0.26185 | -0.25903 | -0.25777 | -0.25497 | -0.25281 | -0.25143 | -0.24977 | -0.24746 | -0.24353 | -0.24068 | -0.23737 | -0.23824 | -0.24066 | -0.22503 | -0.21244 | -0.21682 | -0.22029 | -0.22097
34.7BL | Measured household void properties | Input | 000's | 2 |  |  | 16.893 | 17.6072 | 18.4051 | 19.2503 | 20.0872 | 20.9104 | 21.7442 | 22.5771 | 23.3655 | 24.0246 | 24.6163 | 25.203 | 25.7926 | 26.3777 | 26.9661 | 27.5421 | 28.1013 | 28.6534 | 29.1984 | 29.7278 | 30.2327 | 30.7133 | 31.1696 | 31.6016 | 32.0177 | 32.4267 | 32.8285 | 33.2231 | 33.6106 | 33.9364 | 34.1764 | 34.4083 | 34.641 | 34.8793 | 35.0539 | 35.1618 | 35.27 | 35.3788 | 35.4895 | 35.6091 | 35.734 | 35.865 | 36.0062 | 36.1554 | 36.3121 | 36.4743 | 36.637 | 36.7968 | 36.9554 | 37.1112 | 37.2648 | 37.4171 | 37.5677 | 37.716 | 37.8603 | 38.0018 | 38.14 | 38.2791 | 38.4205 | 38.5464 | 38.6597 | 38.7773 | 38.8984 | 39.0202
35BL | Unmeasured households - properties (excl. void) | Input | 000's | 2 |  |  | 646.799 | 636.1772 | 621.7525 | 605.6922 | 590.843 | 577.2046 | 563.5711 | 549.9423 | 536.3135 | 524.6065 | 514.8023 | 504.9981 | 495.194 | 485.3993 | 475.3044 | 465.2191 | 455.453 | 445.6869 | 435.9207 | 426.3925 | 417.3494 | 408.7915 | 400.7094 | 393.1029 | 385.7343 | 378.3657 | 370.9971 | 363.6285 | 356.2599 | 350.0805 | 345.0904 | 340.1003 | 335.1102 | 330.1296 | 327.0518 | 325.8767 | 324.7017 | 323.5267 | 322.3517 | 321.1767 | 320.0017 | 318.8267 | 317.6516 | 316.4766 | 315.3016 | 314.1266 | 312.9516 | 311.7766 | 310.6016 | 309.4361 | 308.2706 | 307.1051 | 305.9396 | 304.7741 | 303.6086 | 302.4431 | 301.2776 | 300.1121 | 298.9466 | 298.2568 | 298.0426 | 297.8285 | 297.6144 | 297.4003
35.1BL | Unmeasured household void properties | Input | 000's | 2 |  |  | 27.589 | 27.0099 | 26.3975 | 25.7156 | 25.0852 | 24.5062 | 23.9273 | 23.3487 | 22.7701 | 22.273 | 21.8568 | 21.4405 | 21.0243 | 20.6084 | 20.1798 | 19.7516 | 19.337 | 18.9224 | 18.5077 | 18.1032 | 17.7192 | 17.3559 | 17.0128 | 16.6898 | 16.377 | 16.0641 | 15.7513 | 15.4384 | 15.1256 | 14.8632 | 14.6514 | 14.4395 | 14.2276 | 14.0162 | 13.8855 | 13.8356 | 13.7857 | 13.7358 | 13.686 | 13.6361 | 13.5862 | 13.5363 | 13.4864 | 13.4365 | 13.3866 | 13.3368 | 13.2869 | 13.237 | 13.1871 | 13.1376 | 13.0881 | 13.0386 | 12.9892 | 12.9397 | 12.8902 | 12.8407 | 12.7912 | 12.7417 | 12.6923 | 12.663 | 12.6539 | 12.6448 | 12.6357 | 12.6266
36BL | Total Resource Zone Properties (incl. voids) | sum (31BL:34BL) + 34.7BL + 35BL + 35.1BL | 000's | 2 | 0 | 0 | 1229.412 | 1237.0179 | 1245.2044 | 1253.0485 | 1261.9438 | 1271.704 | 1281.7749 | 1291.8244 | 1300.587 | 1307.6503 | 1314.7498 | 1321.7071 | 1328.7474 | 1335.6643 | 1342.3667 | 1348.7203 | 1354.9199 | 1360.9162 | 1366.7072 | 1372.309 | 1377.7128 | 1382.9191 | 1387.9193 | 1392.7126 | 1397.2974 | 1401.6761 | 1405.8473 | 1409.812 | 1413.5735 | 1416.7945 | 1418.7787 | 1420.5273 | 1422.3002 | 1424.2454 | 1426.3341 | 1428.4824 | 1430.6363 | 1432.81 | 1435.0377 | 1437.523 | 1440.1618 | 1442.9746 | 1446.0831 | 1449.4212 | 1452.979 | 1456.6928 | 1460.421 | 1464.068 | 1467.6783 | 1471.2078 | 1474.675 | 1478.1023 | 1481.4817 | 1484.7944 | 1487.9938 | 1491.1109 | 1494.1325 | 1497.179 | 1500.2954 | 1503.4566 | 1506.75 | 1510.1701 | 1513.6904 | 1517.2302
37BL | Measured Non Household - Population | Input | 000's | 2 |  |  | 39.2098 | 39.5928 | 39.9455 | 40.2759 | 40.5583 | 40.8251 | 41.2297 | 41.653 | 42.0999 | 42.5201 | 43.0343 | 43.7835 | 44.3952 | 44.9033 | 45.3444 | 45.7614 | 46.1892 | 46.6464 | 47.0928 | 47.5292 | 48.002 | 48.5142 | 49.0514 | 49.5834 | 50.0982 | 50.6399 | 51.1707 | 51.651 | 52.0817 | 52.4837 | 52.8478 | 53.1236 | 53.345 | 53.5403 | 53.7218 | 53.9063 | 53.9933 | 54.0283 | 54.0614 | 54.1161 | 54.1605 | 54.1938 | 54.3254 | 54.5813 | 54.9209 | 55.2847 | 55.6467 | 56.0094 | 56.3662 | 56.7531 | 57.1501 | 57.5341 | 57.9018 | 58.2332 | 58.5496 | 58.871 | 59.1501 | 59.3756 | 59.5849 | 59.7578 | 59.9357 | 60.1191 | 60.3028 | 60.4884
38BL | Unmeasured Non Household - Population | Input | 000's | 2 |  |  | 7.463 | 7.5359 | 7.603 | 7.6659 | 7.7196 | 7.7704 | 7.8474 | 7.928 | 8.0131 | 8.093 | 8.1909 | 8.3335 | 8.4499 | 8.5466 | 8.6306 | 8.71 | 8.7914 | 8.8784 | 8.9634 | 9.0464 | 9.1364 | 9.2339 | 9.3362 | 9.4374 | 9.5354 | 9.6385 | 9.7396 | 9.831 | 9.913 | 9.9895 | 10.0588 | 10.1112 | 10.1534 | 10.1906 | 10.2251 | 10.2602 | 10.2768 | 10.2835 | 10.2897 | 10.3002 | 10.3086 | 10.3149 | 10.34 | 10.3887 | 10.4534 | 10.5226 | 10.5915 | 10.6605 | 10.7284 | 10.8021 | 10.8776 | 10.9507 | 11.0207 | 11.0838 | 11.144 | 11.2052 | 11.2583 | 11.3012 | 11.3411 | 11.374 | 11.4078 | 11.4427 | 11.4777 | 11.513
39BL | Measured Household - Population | Input | 000's | 2 |  |  | 920.6295 | 956.9837 | 1004.1386 | 1053.2853 | 1102.2921 | 1149.5102 | 1197.226 | 1244.83 | 1289.7933 | 1326.4932 | 1359.8474 | 1393.5164 | 1428.4769 | 1464.0067 | 1500.0029 | 1534.8123 | 1568.4922 | 1602.1367 | 1636.0888 | 1669.4095 | 1701.048 | 1731.644 | 1761.3689 | 1790.448 | 1818.5795 | 1845.6545 | 1872.5081 | 1899.7354 | 1926.7982 | 1950.2144 | 1968.6037 | 1986.8474 | 2004.9194 | 2022.8037 | 2036.6225 | 2046.3587 | 2056.2594 | 2066.2699 | 2076.3208 | 2086.3891 | 2096.568 | 2106.9312 | 2117.227 | 2127.3755 | 2137.4783 | 2147.6652 | 2158.002 | 2168.4014 | 2178.8222 | 2189.1451 | 2199.4127 | 2209.6911 | 2219.9334 | 2230.1817 | 2240.3535 | 2250.3931 | 2260.432 | 2270.4873 | 2280.4836 | 2289.4344 | 2297.2434 | 2304.9741 | 2312.6652 | 2320.3211
40BL | Unmeasured Household - Population | Input | 000's | 2 |  |  | 1715.4094 | 1690.485 | 1658.3668 | 1622.9561 | 1589.7195 | 1558.6785 | 1527.5052 | 1496.2029 | 1464.7769 | 1436.9516 | 1412.7564 | 1388.5014 | 1364.1975 | 1339.8588 | 1314.8867 | 1289.8921 | 1265.4847 | 1241.0569 | 1216.614 | 1192.6359 | 1169.6026 | 1147.5198 | 1126.3984 | 1106.2498 | 1086.6091 | 1067.0005 | 1047.419 | 1027.8656 | 1008.3454 | 991.2729 | 976.6654 | 962.1158 | 947.6252 | 933.1905 | 922.7175 | 916.2323 | 909.8321 | 903.5164 | 897.2839 | 891.1327 | 885.0581 | 879.0574 | 873.128 | 867.2646 | 861.4622 | 855.7171 | 850.0268 | 844.3914 | 838.8117 | 833.2874 | 827.8187 | 822.4051 | 817.0465 | 811.7423 | 806.4926 | 801.2974 | 796.156 | 791.0688 | 786.0345 | 782.0772 | 779.1993 | 776.3723 | 773.5936 | 770.8608
41BL | Total Resource Zone Population | sum (37BL:40BL) | 000's | 2 | 0 | 0 | 2682.7116 | 2694.5974 | 2710.0539 | 2724.1832 | 2740.2895 | 2756.7842 | 2773.8083 | 2790.6139 | 2804.6832 | 2814.0579 | 2823.829 | 2834.1348 | 2845.5194 | 2857.3154 | 2868.8646 | 2879.1758 | 2888.9574 | 2898.7185 | 2908.7589 | 2918.6211 | 2927.789 | 2936.912 | 2946.1548 | 2955.7186 | 2964.8221 | 2972.9335 | 2980.8374 | 2989.0829 | 2997.1383 | 3003.9604 | 3008.1756 | 3012.1981 | 3016.0429 | 3019.725 | 3023.2869 | 3026.7575 | 3030.3617 | 3034.0981 | 3037.9558 | 3041.938 | 3046.0953 | 3050.4973 | 3055.0204 | 3059.6101 | 3064.3149 | 3069.1895 | 3074.267 | 3079.4627 | 3084.7285 | 3089.9877 | 3095.2592 | 3100.5811 | 3105.9024 | 3111.2409 | 3116.5397 | 3121.7666 | 3126.9965 | 3132.2329 | 3137.4441 | 3142.6434 | 3147.7862 | 3152.9083 | 3158.0393 | 3163.1833
42BL | Average household occupancy rate (excl. voids) | (39BL + 40BL) / (34BL + 35BL) | h/prop | 1 | #DIV/0! | #DIV/0! | 2.353 | 2.3494 | 2.3465 | 2.3431 | 2.3395 | 2.3347 | 2.3297 | 2.3246 | 2.3197 | 2.3142 | 2.3089 | 2.3042 | 2.3004 | 2.2973 | 2.2945 | 2.2913 | 2.288 | 2.2851 | 2.2828 | 2.2807 | 2.2785 | 2.2765 | 2.2749 | 2.274 | 2.2732 | 2.2718 | 2.2707 | 2.2703 | 2.2701 | 2.2699 | 2.2699 | 2.2701 | 2.2703 | 2.27 | 2.2695 | 2.2688 | 2.2683 | 2.2679 | 2.2675 | 2.2667 | 2.2659 | 2.2649 | 2.2635 | 2.2617 | 2.2595 | 2.2571 | 2.2549 | 2.2529 | 2.2511 | 2.2494 | 2.2477 | 2.2462 | 2.2448 | 2.2435 | 2.2424 | 2.2414 | 2.2406 | 2.2398 | 2.2388 | 2.2379 | 2.2367 | 2.2353 | 2.2337 | 2.2321
43BL | Total Household Metering penetration (excl. voids) | 34BL / (34BL + 35BL) | % | 1 | #DIV/0! | #DIV/0! | 42.27% | 43.54% | 45.2% | 46.97% | 48.65% | 50.24% | 51.81% | 53.36% | 54.84% | 56.07% | 57.13% | 58.17% | 59.21% | 60.23% | 61.26% | 62.26% | 63.23% | 64.18% | 65.12% | 66.02% | 66.87% | 67.68% | 68.43% | 69.14% | 69.82% | 70.49% | 71.15% | 71.8% | 72.45% | 72.98% | 73.4% | 73.82% | 74.23% | 74.65% | 74.92% | 75.04% | 75.17% | 75.29% | 75.42% | 75.55% | 75.68% | 75.82% | 75.96% | 76.1% | 76.24% | 76.39% | 76.54% | 76.69% | 76.83% | 76.97% | 77.11% | 77.25% | 77.39% | 77.52% | 77.66% | 77.79% | 77.92% | 78.04% | 78.17% | 78.27% | 78.33% | 78.39% | 78.46% | 78.52%
44BL | Total Household Metering penetration (incl. voids) | (34BL) / (34BL + 34.7BL + 35BL + 35.1BL) | % | 1 | #DIV/0! | #DIV/0! | 40.65% | 41.89% | 43.49% | 45.19% | 46.81% | 48.35% | 49.87% | 51.36% | 52.79% | 53.98% | 55% | 56.01% | 57.01% | 58% | 58.99% | 59.96% | 60.9% | 61.82% | 62.72% | 63.6% | 64.42% | 65.2% | 65.93% | 66.61% | 67.27% | 67.92% | 68.56% | 69.19% | 69.81% | 70.34% | 70.74% | 71.14% | 71.54% | 71.95% | 72.21% | 72.33% | 72.45% | 72.57% | 72.69% | 72.82% | 72.95% | 73.08% | 73.21% | 73.35% | 73.49% | 73.64% | 73.78% | 73.92% | 74.06% | 74.2% | 74.33% | 74.47% | 74.6% | 74.73% | 74.86% | 74.99% | 75.11% | 75.24% | 75.36% | 75.45% | 75.51% | 75.58% | 75.64% | 75.7%
45BL | Distribution input | sum (12BL:15BL) +21BL + 22BL + 27BL + 28BL | Ml/d | 2 | 0 | 0 | 800.8702 | 771.4925 | 773.3907 | 772.6996 | 779.9859 | 795.1103 | 798.1274 | 803.869 | 812.3348 | 812.6199 | 813.0258 | 813.3232 | 813.781 | 814.3755 | 814.6485 | 814.8455 | 814.699 | 814.612 | 814.5165 | 814.2206 | 814.2557 | 814.3457 | 814.4447 | 814.6205 | 814.8976 | 815.2555 | 814.6301 | 814.8885 | 815.0224 | 811.3363 | 811.1086 | 810.7689 | 810.3468 | 810.0011 | 809.7827 | 809.8958 | 810.0021 | 810.2236 | 810.4413 | 810.6983 | 810.9341 | 811.2512 | 811.606 | 811.9771 | 812.369 | 812.7904 | 813.2438 | 813.6919 | 814.1862 | 814.658 | 815.0983 | 815.4959 | 815.9447 | 816.4234 | 816.9035 | 817.3751 | 817.8479 | 818.3372 | 818.8383 | 819.3988 | 819.9533 | 820.6394 | 821.2729 | 821.9113
46BL | Target headroom (climate change component) | Input | Ml/d | 2 |  | 0 | 0 | 0 | 0 | 0 | 0 | 0 | 0 | 0 | 0 | 0 | 0 | 0 | 0 | 0 | 0 | 0 | 0 | 0 | 0 | 0 | 0 | 0 | 0 | 0 | 0 | 0 | 0 | 0 | 0 | 0 | 0 | 0 | 0 | 0 | 0 | 0 | 0 | 0 | 0 | 0 | 0 | 0 | 0 | 0 | 0 | 0 | 0 | 0 | 0 | 0 | 0 | 0 | 0 | 0 | 0 | 0 | 0 | 0 | 0 | 0 | 0 | 0 | 0 | 0
47BL | Target headroom (All other components) | Input | Ml/d | 2 |  | 12.6243 | 12.6243 | 12.7039 | 12.6908 | 12.7664 | 12.4322 | 11.9328 | 11.6202 | 11.2295 | 10.7843 | 10.4631 | 10.1325 | 9.8473 | 9.5697 | 9.25 | 8.957 | 8.6451 | 8.388 | 8.0082 | 7.8665 | 7.545 | 7.2905 | 7.0183 | 6.7635 | 6.4772 | 6.3216 | 5.8697 | 5.8063 | 5.5878 | 5.3894 | 5.3894 | 5.3894 | 5.3894 | 5.3894 | 5.3894 | 5.3894 | 5.3894 | 5.3894 | 5.3894 | 5.3894 | 5.3894 | 5.3894 | 5.3894 | 5.3894 | 5.3894 | 5.3894 | 5.3894 | 5.3894 | 5.3894 | 5.3894 | 5.3894 | 5.3894 | 5.3894 | 5.3894 | 5.3894 | 5.3894 | 5.3894 | 5.3894 | 5.3894 | 5.3894 | 5.3894 | 5.3894 | 5.3894 | 5.3894 | 5.3894
48BL | Target Headroom | 46BL + 47BL | Ml/d | 2 | 0 | 12.6243 | 12.6243 | 12.7039 | 12.6908 | 12.7664 | 12.4322 | 11.9328 | 11.6202 | 11.2295 | 10.7843 | 10.4631 | 10.1325 | 9.8473 | 9.5697 | 9.25 | 8.957 | 8.6451 | 8.388 | 8.0082 | 7.8665 | 7.545 | 7.2905 | 7.0183 | 6.7635 | 6.4772 | 6.3216 | 5.8697 | 5.8063 | 5.5878 | 5.3894 | 5.3894 | 5.3894 | 5.3894 | 5.3894 | 5.3894 | 5.3894 | 5.3894 | 5.3894 | 5.3894 | 5.3894 | 5.3894 | 5.3894 | 5.3894 | 5.3894 | 5.3894 | 5.3894 | 5.3894 | 5.3894 | 5.3894 | 5.3894 | 5.3894 | 5.3894 | 5.3894 | 5.3894 | 5.3894 | 5.3894 | 5.3894 | 5.3894 | 5.3894 | 5.3894 | 5.3894 | 5.3894 | 5.3894 | 5.3894 | 5.3894
49BL | Available Headroom | 11BL - 45BL | Ml/d | 2 | 0 | 0 | -12.7918 | 16.4857 | 14.5875 | 15.2786 | 7.9923 | -7.1321 | -10.1491 | -15.8907 | -24.3565 | -24.6417 | -25.0476 | -25.345 | -25.8028 | -26.3972 | -26.6703 | -26.8673 | -26.7208 | -26.6337 | -26.5383 | -26.2424 | -26.2775 | -26.3674 | -26.4664 | -26.6422 | -26.9194 | -27.2773 | -26.6519 | -26.9103 | -27.0442 | -23.3581 | -23.1304 | -22.7907 | -22.3686 | -22.0229 | -21.8045 | -21.9176 | -22.0239 | -22.2454 | -22.4631 | -22.7201 | -22.9558 | -23.273 | -23.6278 | -23.9989 | -24.3908 | -24.8121 | -25.2656 | -25.7137 | -26.208 | -26.6797 | -27.1201 | -27.5177 | -27.9665 | -28.4452 | -28.9253 | -29.3968 | -29.8697 | -30.359 | -30.8601 | -31.4206 | -31.9751 | -32.6611 | -33.2946 | -33.9331
49.1BL | Available non-potable balance (if applicable) | 1.1BL -12.1BL | Ml/d | 2 | 0 | -67.3058 | 22.6942 | 22.6942 | 20.3442 | -6.8158 | 11.1842 | -0.79079 | -9.7908 | 11.2092 | 11.2092 | 11.2092 | 11.2092 | 11.2092 | 11.2092 | 11.2092 | 11.2092 | 11.2092 | 11.2092 | 11.2092 | 11.2092 | 151.2092 | 151.2092 | 151.2092 | 151.2092 | 151.2092 | 151.2092 | 151.2092 | 151.2092 | 151.2092 | 151.2092 | 151.2092 | 151.2092 | 151.2092 | 151.2092 | 151.2092 | 151.2092 | 151.2092 | 151.2092 | 151.2092 | 151.2092 | 151.2092 | 151.2092 | 151.2092 | 151.2092 | 151.2092 | 151.2092 | 151.2092 | 151.2092 | 151.2092 | 151.2092 | 151.2092 | 151.2092 | 151.2092 | 151.2092 | 151.2092 | 151.2092 | 151.2092 | 151.2092 | 151.2092 | 151.2092 | 151.2092 | 151.2092 | 151.2092 | 151.2092 | 151.2092
50BL | Supply Demand Balance |  | Ml/d | 2 | 0 | -12.6243 | -25.4161 | 3.7818 | 1.8968 | 2.5122 | -4.4399 | -19.0648 | -21.7694 | -27.1202 | -35.1409 | -35.1047 | -35.1801 | -35.1923 | -35.3725 | -35.6472 | -35.6272 | -35.5124 | -35.1088 | -34.6419 | -34.4048 | -33.7873 | -33.568 | -33.3858 | -33.2299 | -33.1194 | -33.241 | -33.147 | -32.4582 | -32.4981 | -32.4336 | -28.7475 | -28.5197 | -28.18 | -27.7579 | -27.4123 | -27.1938 | -27.307 | -27.4133 | -27.6347 | -27.8524 | -28.1094 | -28.3452 | -28.6624 | -29.0172 | -29.3883 | -29.7801 | -30.2015 | -30.655 | -31.1031 | -31.5974 | -32.0691 | -32.5094 | -32.9071 | -33.3559 | -33.8345 | -34.3147 | -34.7862 | -35.259 | -35.7484 | -36.2495 | -36.8099 | -37.3644 | -38.0505 | -38.684 | -39.3224
Table 3e: DYCP - Final plan Options | Back to top of sheet
WRMP24 reference | Option type | Cat ID | Unit | Decimal places | 2019-20 | 2020-21 | 2021-22 | 2022-23 | 2023-24 | 2024-25 | 2025-26 | 2026-27 | 2027-28 | 2028-29 | 2029-30 | 2030-31 | 2031-32 | 2032-33 | 2033-34 | 2034-35 | 2035-36 | 2036-37 | 2037-38 | 2038-39 | 2039-40 | 2040-41 | 2041-42 | 2042-43 | 2043-44 | 2044-45 | 2045-46 | 2046-47 | 2047-48 | 2048-49 | 2049-50 | 2050-51 | 2051-52 | 2052-53 | 2053-54 | 2054-55 | 2055-56 | 2056-57 | 2057-58 | 2058-59 | 2059-60 | 2060-61 | 2061-62 | 2062-63 | 2063-64 | 2064-65 | 2065-66 | 2066-67 | 2067-68 | 2068-69 | 2069-70 | 2070-71 | 2071-72 | 2072-73 | 2073-74 | 2074-75 | 2075-76 | 2076-77 | 2077-78 | 2078-79 | 2079-80 | 2080-81 | 2081-82 | 2082-83 | 2083-84 | 2084-85 | 2085-86 | 2086-87 | 2087-88 | 2088-89 | 2089-90 | 2090-91 | 2091-92 | 2092-93 | 2093-94 | 2094-95 | 2095-96 | 2096-97 | 2097-98 | 2098-99 | 2099-100
1.11FP | Non potable supplies input reductions as -ve and increases as +ve | RSNPS | Ml/d | 2 |  |  | 0 | 0 | 0 | 0 | 0 | 0 | 0 | 0 | 0 | 0 | 0 | 0 | 0 | 0 | 0 | 0 | 0 | 0 | 0 | -140 | -140 | -140 | -140 | -140 | -140 | -140 | -140 | -140 | -140 | -140 | -140 | -140 | -140 | -140 | -140 | -140 | -140 | -140 | -140 | -140 | -140 | -140 | -140 | -140 | -140 | -140 | -140 | -140 | -140 | -140 | -140 | -140 | -140 | -140 | -140 | -140 | -140 | -140 | -140 | -140 | -140 | -140 | -140 | -140
2.1FP | Raw water imports | RSRWI | Ml/d | 2 |  |  | 0 | 0 | 0 | 0 | 0 | 0 | 0 | 0 | 0 | 0 | 0 | 0 | 0 | 0 | 0 | 0 | 0 | 0 | 0 | 0 | 0 | 0 | 0 | 0 | 0 | 0 | 0 | 0 | 0 | 0 | 0 | 0 | 0 | 0 | 0 | 0 | 0 | 0 | 0 | 0 | 0 | 0 | 0 | 0 | 0 | 0 | 0 | 0 | 0 | 0 | 0 | 0 | 0 | 0 | 0 | 0 | 0 | 0 | 0 | 0 | 0 | 0 | 0 | 0
3.1FP | Potable water imports input reductions as -ve | RSPWI | Ml/d | 2 |  |  | 0 | 0 | 0 | 0 | 0 | 0 | 0 | 0 | 0 | 0 | 0 | 0 | 0 | 0 | 0 | 0 | 0 | 0 | 0 | 0 | 0 | 0 | 0 | 0 | 0 | 0 | 0 | 0 | 0 | 0 | 0 | 0 | 0 | 0 | 0 | 0 | 0 | 0 | 0 | 0 | 0 | 0 | 0 | 0 | 0 | 0 | 0 | 0 | 0 | 0 | 0 | 0 | 0 | 0 | 0 | 0 | 0 | 0 | 0 | 0 | 0 | 0 | 0 | 0
4.1FP | Raw water exports input reductions as +ve and increases as -ve | RSRWE | Ml/d | 2 |  |  | 0 | 0 | 0 | 0 | 0 | 0 | 0 | 0 | 0 | 0 | 0 | 0 | 0 | 0 | 0 | 0 | 0 | 0 | 0 | 0 | 0 | 0 | 0 | 0 | 0 | 0 | 0 | 0 | 0 | 0 | 0 | 0 | 0 | 0 | 0 | 0 | 0 | 0 | 0 | 0 | 0 | 0 | 0 | 0 | 0 | 0 | 0 | 0 | 0 | 0 | 0 | 0 | 0 | 0 | 0 | 0 | 0 | 0 | 0 | 0 | 0 | 0 | 0 | 0
5.1FP | Potable water exports input reductions as +ve and increases as -ve | RSPWE | Ml/d | 2 |  |  | 0 | 0 | 0 | 0 | 0 | 0 | 0 | 0 | 0 | 0 | 0 | 0 | 0 | 0 | 0 | 0 | 0 | 0 | 0 | 0 | 0 | 0 | 0 | 0 | 0 | 0 | 0 | 0 | 0 | 0 | 0 | 0 | 0 | 0 | 0 | 0 | 0 | 0 | 0 | 0 | 0 | 0 | 0 | 0 | 0 | 0 | 0 | 0 | 0 | 0 | 0 | 0 | 0 | 0 | 0 | 0 | 0 | 0 | 0 | 0 | 0 | 0 | 0 | 0
6.2FP | DO benefit from increase raw water abstractions | RSRWA | Ml/d | 2 |  |  | 0 | 0 | 0 | 0 | 0 | 0 | 0 | 0 | 0 | 0 | 0 | 0 | 0 | 0 | 0 | 0 | 0 | 0 | 0 | 0 | 0 | 0 | 0 | 0 | 0 | 0 | 0 | 0 | 0 | 0 | 0 | 0 | 0 | 0 | 0 | 0 | 0 | 0 | 0 | 0 | 0 | 0 | 0 | 0 | 0 | 0 | 0 | 0 | 0 | 0 | 0 | 0 | 0 | 0 | 0 | 0 | 0 | 0 | 0 | 0 | 0 | 0 | 0 | 0
6.3FP | Other options to increase deployable output | RSIPO | Ml/d | 2 |  |  | 0 | 0 | 0 | 0 | 0 | 0 | 0 | 0 | 0 | 0 | 0 | 0 | 0 | 0 | 0 | 0 | 0 | 0 | 0 | 0 | 0 | 0 | 0 | 0 | 0 | 0 | 0 | 0 | 0 | 0 | 0 | 0 | 0 | 0 | 0 | 0 | 0 | 0 | 0 | 0 | 0 | 0 | 0 | 0 | 0 | 0 | 0 | 0 | 0 | 0 | 0 | 0 | 0 | 0 | 0 | 0 | 0 | 0 | 0 | 0 | 0 | 0 | 0 | 0
7.01FP | DO benefit from supply side drought measures | RSDPS | Ml/d | 2 |  |  | 0 | 0 | 0 | 0 | 0 | 0 | 0 | 0 | 0 | 0 | 0 | 0 | 0 | 0 | 0 | 0 | 0 | 0 | 0 | 0 | 0 | 0 | 0 | 0 | 0 | 0 | 0 | 0 | 0 | 0 | 0 | 0 | 0 | 0 | 0 | 0 | 0 | 0 | 0 | 0 | 0 | 0 | 0 | 0 | 0 | 0 | 0 | 0 | 0 | 0 | 0 | 0 | 0 | 0 | 0 | 0 | 0 | 0 | 0 | 0 | 0 | 0 | 0 | 0
7.02FP | DO benefit from demand side drought measures | RSDPD | Ml/d | 2 |  |  | 0 | 0 | 0 | 0 | 0 | 0 | 0 | 0 | 0 | 0 | 0 | 0 | 0 | 0 | 0 | 0 | 0 | 0 | 0 | 0 | 0 | 0 | 0 | 0 | 0 | 0 | 0 | 0 | 0 | 0 | 0 | 0 | 0 | 0 | 0 | 0 | 0 | 0 | 0 | 0 | 0 | 0 | 0 | 0 | 0 | 0 | 0 | 0 | 0 | 0 | 0 | 0 | 0 | 0 | 0 | 0 | 0 | 0 | 0 | 0 | 0 | 0 | 0 | 0
8.1FP | Reduce raw water losses and operational use input as -ve | RSLOU | Ml/d | 2 |  |  | 0 | 0 | 0 | 0 | 0 | 0 | 0 | 0 | 0 | 0 | 0 | 0 | 0 | 0 | 0 | 0 | 0 | 0 | 0 | 0 | 0 | 0 | 0 | 0 | 0 | 0 | 0 | 0 | 0 | 0 | 0 | 0 | 0 | 0 | 0 | 0 | 0 | 0 | 0 | 0 | 0 | 0 | 0 | 0 | 0 | 0 | 0 | 0 | 0 | 0 | 0 | 0 | 0 | 0 | 0 | 0 | 0 | 0 | 0 | 0 | 0 | 0 | 0 | 0
8.2FP | Reduce treatment works losses input as -ve | PSTWL | Ml/d | 2 |  |  | 0 | 0 | 0 | 0 | 0 | 0 | 0 | 0 | 0 | 0 | 0 | 0 | 0 | 0 | 0 | 0 | 0 | 0 | 0 | 0 | 0 | 0 | 0 | 0 | 0 | 0 | 0 | 0 | 0 | 0 | 0 | 0 | 0 | 0 | 0 | 0 | 0 | 0 | 0 | 0 | 0 | 0 | 0 | 0 | 0 | 0 | 0 | 0 | 0 | 0 | 0 | 0 | 0 | 0 | 0 | 0 | 0 | 0 | 0 | 0 | 0 | 0 | 0 | 0
9.1FP | Reduce outages input as -ve | PSROU | Ml/d | 2 |  |  | 0 | 0 | 0 | 0 | 0 | 0 | 0 | 0 | 0 | 0 | 0 | 0 | 0 | 0 | 0 | 0 | 0 | 0 | 0 | 0 | 0 | 0 | 0 | 0 | 0 | 0 | 0 | 0 | 0 | 0 | 0 | 0 | 0 | 0 | 0 | 0 | 0 | 0 | 0 | 0 | 0 | 0 | 0 | 0 | 0 | 0 | 0 | 0 | 0 | 0 | 0 | 0 | 0 | 0 | 0 | 0 | 0 | 0 | 0 | 0 | 0 | 0 | 0 | 0
12.2FP | Change volume delivered to measured non households input reductions as -ve, line to include both measured non-household consumption and USPL options | CVMNH | Ml/d | 2 |  |  | 0 | 0 | 0 | 0 | -0.76669 | -1.5293 | -2.2914 | -3.0538 | -3.8167 | -4.8761 | -5.9359 | -6.9961 | -8.0567 | -9.1177 | -10.4133 | -11.7129 | -13.0125 | -13.0278 | -13.0433 | -13.0641 | -13.0852 | -13.1063 | -13.1277 | -13.1492 | -13.1708 | -13.1926 | -13.2145 | -13.2366 | -13.2589 | -13.2605 | -13.2622 | -13.2638 | -13.2654 | -13.267 | -13.2686 | -13.2702 | -13.2718 | -13.2735 | -13.2751 | -13.2767 | -13.2783 | -13.2799 | -13.2815 | -13.2831 | -13.2848 | -13.2864 | -13.288 | -13.2896 | -13.2912 | -13.2928 | -13.2943 | -13.2959 | -13.2974 | -13.299 | -13.3005 | -13.3021 | -13.3036 | -13.3052 | -13.3068 | -13.3083 | -13.3099 | -13.3114 | -13.313 | -13.3145
13.1FP | Change volume delivered to unmeasured non households input reductions as -ve, line to include both unmeasured non-household consumption and USPL options | CVUNH | Ml/d | 2 |  |  | 0 | 0 | 0 | 0 | -0.14796 | -0.4785 | -0.84633 | -1.2137 | -1.5806 | -1.947 | -2.313 | -2.6786 | -3.0437 | -3.4083 | -3.5893 | -3.5871 | -3.5848 | -3.5826 | -3.5803 | -3.5782 | -3.5762 | -3.5741 | -3.5721 | -3.57 | -3.5679 | -3.5658 | -3.5638 | -3.5616 | -3.5596 | -3.5582 | -3.5581 | -3.5581 | -3.558 | -3.558 | -3.558 | -3.5579 | -3.5579 | -3.5578 | -3.5578 | -3.5577 | -3.5577 | -3.5576 | -3.5576 | -3.5575 | -3.5575 | -3.5574 | -3.5574 | -3.5574 | -3.5573 | -3.5573 | -3.5572 | -3.5572 | -3.5571 | -3.5571 | -3.557 | -3.557 | -3.5569 | -3.5569 | -3.5568 | -3.5568 | -3.5568 | -3.5567 | -3.5567 | -3.5566
14.1FP | Change volume delivered to measured households input reductions as -ve, line to include both measured household consumption and USPL options | CVMHH | Ml/d | 2 |  |  | 0 | 0 | 0 | 0 | -1.6181 | -4.0664 | -6.1544 | -8.2843 | -10.5046 | -12.3248 | -13.8914 | -15.5586 | -17.8332 | -20.227 | -22.5751 | -25.6623 | -28.8481 | -32.1171 | -35.4806 | -38.93 | -42.3995 | -45.8905 | -48.6973 | -50.0325 | -51.3706 | -52.704 | -54.056 | -55.449 | -56.866 | -56.1931 | -56.7025 | -57.2195 | -57.7281 | -58.2149 | -58.5341 | -58.6859 | -58.8443 | -59.004 | -59.1614 | -59.2995 | -59.4301 | -59.5554 | -59.6555 | -59.7328 | -59.7922 | -59.8441 | -59.902 | -59.9707 | -60.0428 | -60.1189 | -60.198 | -60.2849 | -60.3761 | -60.4739 | -60.578 | -60.6836 | -60.7968 | -60.9089 | -61.0133 | -61.0743 | -61.0834 | -61.076 | -61.0623 | -61.0467
15.1FP | Change volume delivered to unmeasured households input reductions as -ve, line to include both unmeasured household consumption and USPL options | CVUHH | Ml/d | 2 |  |  | 0 | 0 | 0 | 0 | -2.931 | -13.4738 | -17.4797 | -21.4359 | -25.237 | -29.1639 | -33.3778 | -37.4577 | -41.9693 | -46.3206 | -49.2364 | -51.2033 | -53.0331 | -54.7427 | -56.3442 | -57.8822 | -59.3754 | -60.8298 | -61.6485 | -61.3172 | -60.9786 | -60.617 | -60.2347 | -59.8334 | -59.4047 | -58.9057 | -58.261 | -57.6251 | -56.987 | -56.3543 | -55.9115 | -55.6727 | -55.4353 | -55.2046 | -54.9753 | -54.749 | -54.5238 | -54.3012 | -54.0812 | -53.8636 | -53.648 | -53.4343 | -53.2224 | -53.0105 | -52.8027 | -52.5955 | -52.3896 | -52.1803 | -51.9728 | -51.7672 | -51.5635 | -51.3618 | -51.162 | -50.9642 | -50.7684 | -50.6244 | -50.528 | -50.4421 | -50.3535 | -50.2666
21.1FP | Options to reduce water taken unbilled input as -ve | CSWTU | Ml/d | 2 |  |  | 0 | 0 | 0 | 0 | 0.00075148 | 0.0024526 | 0.0043942 | 0.0063783 | 0.0083625 | 0.010515 | 0.012834 | 0.015153 | 0.017472 | 0.019791 | 0.020958 | 0.020965 | 0.020959 | 0.020948 | 0.020936 | 0.020924 | 0.020919 | 0.020919 | 0.02092 | 0.020921 | 0.020915 | 0.020903 | 0.020892 | 0.02088 | 0.020868 | 0.020862 | 0.020861 | 0.02086 | 0.020859 | 0.020858 | 0.020858 | 0.020857 | 0.020856 | 0.020855 | 0.020854 | 0.020853 | 0.020853 | 0.020852 | 0.020851 | 0.02085 | 0.020849 | 0.020848 | 0.020848 | 0.020847 | 0.020846 | 0.020845 | 0.020844 | 0.020843 | 0.020843 | 0.020842 | 0.020841 | 0.02084 | 0.020839 | 0.020838 | 0.020838 | 0.020837 | 0.020836 | 0.020835 | 0.020834 | 0.020833
22.1FP | Reduce distribution system operational use (DSOU) input as -ve | DSDOU | Ml/d | 2 |  |  | 0 | 0 | 0 | 0 | 0 | 0 | 0 | 0 | 0 | 0 | 0 | 0 | 0 | 0 | 0 | 0 | 0 | 0 | 0 | 0 | 0 | 0 | 0 | 0 | 0 | 0 | 0 | 0 | 0 | 0 | 0 | 0 | 0 | 0 | 0 | 0 | 0 | 0 | 0 | 0 | 0 | 0 | 0 | 0 | 0 | 0 | 0 | 0 | 0 | 0 | 0 | 0 | 0 | 0 | 0 | 0 | 0 | 0 | 0 | 0 | 0 | 0 | 0 | 0
23.1FP | Options impacting on measured Non Household - USPL input reductions as -ve | CUMNH | Ml/d | 2 |  |  | 0 | 0 | 0 | 0 | -0.0071945 | -0.011055 | -0.014507 | -0.018289 | -0.022403 | -0.026848 | -0.031624 | -0.036731 | -0.04217 | -0.047939 | -0.057049 | -0.069321 | -0.081685 | -0.094141 | -0.10669 | -0.12365 | -0.14075 | -0.15796 | -0.17531 | -0.19277 | -0.21037 | -0.22809 | -0.24593 | -0.2639 | -0.28199 | -0.28333 | -0.28464 | -0.28596 | -0.28727 | -0.28858 | -0.2899 | -0.29121 | -0.29252 | -0.29383 | -0.29515 | -0.29646 | -0.29777 | -0.29909 | -0.3004 | -0.30171 | -0.30302 | -0.30434 | -0.30565 | -0.30696 | -0.30828 | -0.30954 | -0.3108 | -0.31206 | -0.31333 | -0.31459 | -0.31585 | -0.31712 | -0.31838 | -0.31964 | -0.3209 | -0.32217 | -0.32343 | -0.32469 | -0.32596 | -0.32722
24.1FP | Options impacting on unmeasured Non Household - USPL input reductions as -ve | CUUNH | Ml/d | 2 |  |  | 0 | 0 | 0 | 0 | -0.008082 | -0.02246 | -0.037729 | -0.052525 | -0.066847 | -0.080745 | -0.094187 | -0.10717 | -0.1197 | -0.13176 | -0.13781 | -0.13817 | -0.13852 | -0.13885 | -0.13917 | -0.13973 | -0.14029 | -0.14084 | -0.14138 | -0.14191 | -0.14243 | -0.14295 | -0.14345 | -0.14395 | -0.14448 | -0.14439 | -0.14434 | -0.14429 | -0.14425 | -0.1442 | -0.14415 | -0.14411 | -0.14406 | -0.14402 | -0.14397 | -0.14392 | -0.14388 | -0.14383 | -0.14378 | -0.14374 | -0.14369 | -0.14365 | -0.1436 | -0.14355 | -0.14351 | -0.14346 | -0.14341 | -0.14337 | -0.14332 | -0.14328 | -0.14323 | -0.14318 | -0.14314 | -0.14309 | -0.14304 | -0.143 | -0.14295 | -0.14291 | -0.14286 | -0.14281
25.1FP | Options impacting on measured Household - USPL input reductions as -ve | CUMHH | Ml/d | 2 |  |  | 0 | 0 | 0 | 0 | -0.11845 | -0.23102 | -0.34793 | -0.47274 | -0.60748 | -0.73627 | -0.85992 | -0.99254 | -1.1344 | -1.2852 | -1.4719 | -1.6923 | -1.919 | -2.1522 | -2.3914 | -2.7072 | -3.0287 | -3.3553 | -3.6867 | -4.0223 | -4.3631 | -4.71 | -5.0624 | -5.4203 | -5.7835 | -5.8392 | -5.8805 | -5.9204 | -5.9605 | -6.0015 | -6.031 | -6.0485 | -6.066 | -6.0837 | -6.1016 | -6.121 | -6.1412 | -6.1623 | -6.1851 | -6.2091 | -6.2343 | -6.2604 | -6.2866 | -6.3123 | -6.3378 | -6.3629 | -6.3876 | -6.4121 | -6.4364 | -6.4603 | -6.4836 | -6.5064 | -6.5287 | -6.5511 | -6.5739 | -6.5939 | -6.6116 | -6.6299 | -6.6488 | -6.6678
26.1FP | Options impacting on unmeasured Household - USPL input reductions as -ve | CUUHH | Ml/d | 2 |  |  | 0 | 0 | 0 | 0 | -0.26172 | -0.5405 | -0.81841 | -1.0888 | -1.3459 | -1.6159 | -1.8998 | -2.1718 | -2.432 | -2.6804 | -2.8682 | -2.9984 | -3.1206 | -3.2343 | -3.34 | -3.4966 | -3.6468 | -3.7913 | -3.9303 | -4.0644 | -4.1918 | -4.3105 | -4.4211 | -4.5236 | -4.618 | -4.5464 | -4.4886 | -4.4308 | -4.373 | -4.3153 | -4.2797 | -4.266 | -4.2523 | -4.2387 | -4.225 | -4.2114 | -4.1977 | -4.184 | -4.1704 | -4.1567 | -4.1431 | -4.1294 | -4.1157 | -4.1021 | -4.0884 | -4.0749 | -4.0613 | -4.0478 | -4.0342 | -4.0207 | -4.0071 | -3.9936 | -3.98 | -3.9665 | -3.9529 | -3.9449 | -3.9424 | -3.9398 | -3.9373 | -3.9347
27.1FP | Options impacting on Void properties - USPL input reductions as -ve | CUVPP | Ml/d | 2 |  |  | 0 | 0 | 0 | 0 | -0.00075148 | -0.0024526 | -0.0043942 | -0.0063783 | -0.0083625 | -0.010515 | -0.012834 | -0.015153 | -0.017472 | -0.019791 | -0.020958 | -0.020965 | -0.020959 | -0.020948 | -0.020936 | -0.020924 | -0.020919 | -0.020919 | -0.02092 | -0.020921 | -0.020915 | -0.020903 | -0.020892 | -0.02088 | -0.020868 | -0.020862 | -0.020861 | -0.02086 | -0.020859 | -0.020858 | -0.020858 | -0.020857 | -0.020856 | -0.020855 | -0.020854 | -0.020853 | -0.020853 | -0.020852 | -0.020851 | -0.02085 | -0.020849 | -0.020848 | -0.020848 | -0.020847 | -0.020846 | -0.020845 | -0.020844 | -0.020843 | -0.020843 | -0.020842 | -0.020841 | -0.02084 | -0.020839 | -0.020838 | -0.020838 | -0.020837 | -0.020836 | -0.020835 | -0.020834 | -0.020833
28.1FP | Reduce distribution losses input as -ve | DSRDL | Ml/d | 2 |  |  | 0 | 0 | 0 | 0 | -1.4462 | -2.8772 | -4.3041 | -5.7307 | -7.1608 | -8.5839 | -9.9982 | -11.4155 | -12.8355 | -14.2586 | -15.7102 | -17.1892 | -18.6699 | -20.1527 | -21.6373 | -23.6597 | -25.6828 | -27.7062 | -29.7303 | -31.7548 | -33.7808 | -35.8094 | -37.8403 | -39.8738 | -41.91 | -41.9246 | -41.9399 | -41.9565 | -41.9729 | -41.9884 | -41.9933 | -41.9882 | -41.9831 | -41.9778 | -41.9723 | -41.9653 | -41.9575 | -41.9487 | -41.9384 | -41.9267 | -41.9139 | -41.9002 | -41.8864 | -41.8731 | -41.86 | -41.8472 | -41.8348 | -41.8227 | -41.8107 | -41.7992 | -41.7882 | -41.7777 | -41.7678 | -41.7577 | -41.7472 | -41.734 | -41.7177 | -41.7007 | -41.6831 | -41.6655
Table 3f: DYCP - Final plan | Back to top of sheet
WRMP24 reference | Component | Derivation | Unit | Decimal places | 2019-20 | 2020-21 | 2021-22 | 2022-23 | 2023-24 | 2024-25 | 2025-26 | 2026-27 | 2027-28 | 2028-29 | 2029-30 | 2030-31 | 2031-32 | 2032-33 | 2033-34 | 2034-35 | 2035-36 | 2036-37 | 2037-38 | 2038-39 | 2039-40 | 2040-41 | 2041-42 | 2042-43 | 2043-44 | 2044-45 | 2045-46 | 2046-47 | 2047-48 | 2048-49 | 2049-50 | 2050-51 | 2051-52 | 2052-53 | 2053-54 | 2054-55 | 2055-56 | 2056-57 | 2057-58 | 2058-59 | 2059-60 | 2060-61 | 2061-62 | 2062-63 | 2063-64 | 2064-65 | 2065-66 | 2066-67 | 2067-68 | 2068-69 | 2069-70 | 2070-71 | 2071-72 | 2072-73 | 2073-74 | 2074-75 | 2075-76 | 2076-77 | 2077-78 | 2078-79 | 2079-80 | 2080-81 | 2081-82 | 2082-83 | 2083-84 | 2084-85 | 2085-86 | 2086-87 | 2087-88 | 2088-89 | 2089-90 | 2090-91 | 2091-92 | 2092-93 | 2093-94 | 2094-95 | 2095-96 | 2096-97 | 2097-98 | 2098-99 | 2099-100
1FP | Raw water abstracted | Input | Ml/d | 2 |  |  | 912.7044 | 881.6933 | 883.697 | 885.3175 | 913.259 | 945.7089 | 952.2181 | 958.6364 | 987.9917 | 979.6966 | 971.5046 | 963.2283 | 954.0797 | 945.1135 | 937.2095 | 929.5869 | 921.6386 | 915.0723 | 908.5088 | 901.1677 | 894.2 | 887.3071 | 881.7427 | 878.8805 | 876.1279 | 873.4856 | 869.805 | 867.0326 | 864.1294 | 861.3953 | 861.2733 | 861.0155 | 860.6813 | 860.4454 | 860.3318 | 860.5418 | 860.7367 | 861.0451 | 861.3508 | 861.7156 | 862.0655 | 862.5047 | 863.0079 | 863.5501 | 864.1312 | 864.7498 | 865.3947 | 866.0227 | 866.6917 | 867.3321 | 867.9346 | 868.4874 | 869.0879 | 869.711 | 870.3268 | 870.9296 | 871.5238 | 872.1347 | 872.764 | 873.4504 | 874.1378 | 874.9708 | 875.7578 | 876.5504
1.1FP | Non-potable water supplies | 1.1BL + 1.11FP | Ml/d | 2 | 0 | 0 | 90 | 90 | 90 | 90 | 140 | 140 | 140 | 190 | 190 | 190 | 190 | 190 | 190 | 190 | 190 | 190 | 190 | 190 | 190 | 190 | 190 | 190 | 190 | 190 | 190 | 190 | 190 | 190 | 190 | 190 | 190 | 190 | 190 | 190 | 190 | 190 | 190 | 190 | 190 | 190 | 190 | 190 | 190 | 190 | 190 | 190 | 190 | 190 | 190 | 190 | 190 | 190 | 190 | 190 | 190 | 190 | 190 | 190 | 190 | 190 | 190 | 190 | 190 | 190
2FP | Raw water imported | 2BL + 2.1FP | Ml/d | 2 | 0 | 0 | 0 | 0 | 0 | 0 | 0 | 0 | 0 | 0 | 0 | 0 | 0 | 0 | 0 | 0 | 0 | 0 | 0 | 0 | 0 | 0 | 0 | 0 | 0 | 0 | 0 | 0 | 0 | 0 | 0 | 0 | 0 | 0 | 0 | 0 | 0 | 0 | 0 | 0 | 0 | 0 | 0 | 0 | 0 | 0 | 0 | 0 | 0 | 0 | 0 | 0 | 0 | 0 | 0 | 0 | 0 | 0 | 0 | 0 | 0 | 0 | 0 | 0 | 0 | 0
3FP | Potable water imported | 3BL + 3.1FP | Ml/d | 2 | 0 | 0 | 0.3 | 0.3 | 0.3 | 0.3 | 0.3 | 0.3 | 0.3 | 0.3 | 0.3 | 0.3 | 0.3 | 0.3 | 0.3 | 0.3 | 0.3 | 0.3 | 0.3 | 0.3 | 0.3 | 0.3 | 0.3 | 0.3 | 0.3 | 0.3 | 0.3 | 0.3 | 0.3 | 0.3 | 0.3 | 0.3 | 0.3 | 0.3 | 0.3 | 0.3 | 0.3 | 0.3 | 0.3 | 0.3 | 0.3 | 0.3 | 0.3 | 0.3 | 0.3 | 0.3 | 0.3 | 0.3 | 0.3 | 0.3 | 0.3 | 0.3 | 0.3 | 0.3 | 0.3 | 0.3 | 0.3 | 0.3 | 0.3 | 0.3 | 0.3 | 0.3 | 0.3 | 0.3 | 0.3 | 0.3
4FP | Raw water exported enter as -ve | 4BL + 4.1FP | Ml/d | 2 | 0 | 0 | 0 | 0 | 0 | 0 | 0 | 0 | 0 | 0 | 0 | 0 | 0 | 0 | 0 | 0 | 0 | 0 | 0 | 0 | 0 | 0 | 0 | 0 | 0 | 0 | 0 | 0 | 0 | 0 | 0 | 0 | 0 | 0 | 0 | 0 | 0 | 0 | 0 | 0 | 0 | 0 | 0 | 0 | 0 | 0 | 0 | 0 | 0 | 0 | 0 | 0 | 0 | 0 | 0 | 0 | 0 | 0 | 0 | 0 | 0 | 0 | 0 | 0 | 0 | 0
5FP | Potable water exported enter as -ve | 5BL + 5.1FP | Ml/d | 2 | 0 | 0 | -4.5316 | -4.6318 | -4.6318 | -4.6318 | -4.6318 | -4.6318 | -4.6318 | -4.6318 | -4.6318 | -4.6318 | -4.6318 | -4.6318 | -4.6318 | -4.6318 | -4.6318 | -4.6318 | -4.6318 | -4.6318 | -4.6318 | -4.6318 | -4.6318 | -4.6318 | -4.6318 | -4.6318 | -4.6318 | -4.6318 | -4.6318 | -4.6318 | -4.6318 | -4.6318 | -4.6318 | -4.6318 | -4.6318 | -4.6318 | -4.6318 | -4.6318 | -4.6318 | -4.6318 | -4.6318 | -4.6318 | -4.6318 | -4.6318 | -4.6318 | -4.6318 | -4.6318 | -4.6318 | -4.6318 | -4.6318 | -4.6318 | -4.6318 | -4.6318 | -4.6318 | -4.6318 | -4.6318 | -4.6318 | -4.6318 | -4.6318 | -4.6318 | -4.6318 | -4.6318 | -4.6318 | -4.6318 | -4.6318 | -4.6318
6.1FP | Deployable Output post forecast changes | 6.1BL + 6.2FP + 6.3FP +7.01FP +7.02FP | Ml/d | 2 | 0 | 0 | 867.13 | 867.13 | 867.13 | 867.13 | 867.13 | 867.13 | 867.13 | 867.13 | 867.13 | 867.13 | 867.13 | 867.13 | 867.13 | 867.13 | 867.13 | 867.13 | 867.13 | 867.13 | 867.13 | 867.13 | 867.13 | 867.13 | 867.13 | 867.13 | 867.13 | 867.13 | 867.13 | 867.13 | 867.13 | 867.13 | 867.13 | 867.13 | 867.13 | 867.13 | 867.13 | 867.13 | 867.13 | 867.13 | 867.13 | 867.13 | 867.13 | 867.13 | 867.13 | 867.13 | 867.13 | 867.13 | 867.13 | 867.13 | 867.13 | 867.13 | 867.13 | 867.13 | 867.13 | 867.13 | 867.13 | 867.13 | 867.13 | 867.13 | 867.13 | 867.13 | 867.13 | 867.13 | 867.13 | 867.13
8FP | Raw water losses, treatment works losses and operational use | 8BL + 8.1FP + 8.2FP | Ml/d | 2 | 0 | 0 | 44.5284 | 42.895 | 43.0005 | 42.9621 | 43.3672 | 44.2081 | 44.3759 | 44.6951 | 45.1658 | 45.1817 | 45.2042 | 45.2208 | 45.2462 | 45.2793 | 45.2945 | 45.3054 | 45.2973 | 45.2924 | 45.2871 | 45.2707 | 45.2726 | 45.2776 | 45.2831 | 45.2929 | 45.3083 | 45.3282 | 45.2934 | 45.3078 | 45.3152 | 45.1103 | 45.0976 | 45.0787 | 45.0553 | 45.0361 | 45.0239 | 45.0302 | 45.0361 | 45.0484 | 45.0605 | 45.0748 | 45.0879 | 45.1056 | 45.1253 | 45.1459 | 45.1677 | 45.1911 | 45.2164 | 45.2413 | 45.2688 | 45.295 | 45.3195 | 45.3416 | 45.3665 | 45.3931 | 45.4198 | 45.4461 | 45.4723 | 45.4996 | 45.5274 | 45.5586 | 45.5894 | 45.6275 | 45.6628 | 45.6983
9FP | Total Outage Allowance | 9BL + 9.1FP | Ml/d | 2 | 0 | 0 | 74.82 | 74.82 | 74.82 | 74.82 | 74.82 | 74.82 | 74.82 | 74.82 | 74.82 | 74.82 | 74.82 | 74.82 | 74.82 | 74.82 | 74.82 | 74.82 | 74.82 | 74.82 | 74.82 | 74.82 | 74.82 | 74.82 | 74.82 | 74.82 | 74.82 | 74.82 | 74.82 | 74.82 | 74.82 | 74.82 | 74.82 | 74.82 | 74.82 | 74.82 | 74.82 | 74.82 | 74.82 | 74.82 | 74.82 | 74.82 | 74.82 | 74.82 | 74.82 | 74.82 | 74.82 | 74.82 | 74.82 | 74.82 | 74.82 | 74.82 | 74.82 | 74.82 | 74.82 | 74.82 | 74.82 | 74.82 | 74.82 | 74.82 | 74.82 | 74.82 | 74.82 | 74.82 | 74.82 | 74.82
10FP | Water Available For Use (own sources) | (6.1FP) - (8FP + 9FP) | Ml/d | 2 | 0 | 0 | 792.31 | 792.31 | 792.31 | 792.31 | 792.31 | 792.31 | 792.31 | 792.31 | 792.31 | 792.31 | 792.31 | 792.31 | 792.31 | 792.31 | 792.31 | 792.31 | 792.31 | 792.31 | 792.31 | 792.31 | 792.31 | 792.31 | 792.31 | 792.31 | 792.31 | 792.31 | 792.31 | 792.31 | 792.31 | 792.31 | 792.31 | 792.31 | 792.31 | 792.31 | 792.31 | 792.31 | 792.31 | 792.31 | 792.31 | 792.31 | 792.31 | 792.31 | 792.31 | 792.31 | 792.31 | 792.31 | 792.31 | 792.31 | 792.31 | 792.31 | 792.31 | 792.31 | 792.31 | 792.31 | 792.31 | 792.31 | 792.31 | 792.31 | 792.31 | 792.31 | 792.31 | 792.31 | 792.31 | 792.31
11FP | Total Water Available For Use | 10FP + sum (2FP:5FP) | Ml/d | 2 | 0 | 0 | 788.0784 | 787.9782 | 787.9782 | 787.9782 | 787.9782 | 787.9782 | 787.9782 | 787.9782 | 787.9782 | 787.9782 | 787.9782 | 787.9782 | 787.9782 | 787.9782 | 787.9782 | 787.9782 | 787.9782 | 787.9782 | 787.9782 | 787.9782 | 787.9782 | 787.9782 | 787.9782 | 787.9782 | 787.9782 | 787.9782 | 787.9782 | 787.9782 | 787.9782 | 787.9782 | 787.9782 | 787.9782 | 787.9782 | 787.9782 | 787.9782 | 787.9782 | 787.9782 | 787.9782 | 787.9782 | 787.9782 | 787.9782 | 787.9782 | 787.9782 | 787.9782 | 787.9782 | 787.9782 | 787.9782 | 787.9782 | 787.9782 | 787.9782 | 787.9782 | 787.9782 | 787.9782 | 787.9782 | 787.9782 | 787.9782 | 787.9782 | 787.9782 | 787.9782 | 787.9782 | 787.9782 | 787.9782 | 787.9782 | 787.9782
12FP | Water delivered measured non-household | 12BL + 12.2FP | Ml/d | 2 | 0 | 0 | 132.0129 | 121.5738 | 133.8276 | 143.7024 | 155.3558 | 169.2237 | 170.9543 | 175.4283 | 183.0538 | 182.594 | 181.9321 | 181.1389 | 180.4374 | 179.7264 | 178.3557 | 176.9715 | 175.5303 | 175.3615 | 175.198 | 174.9622 | 174.823 | 174.6359 | 174.4564 | 174.287 | 174.16 | 174.0194 | 172.9625 | 172.7533 | 172.5811 | 172.4364 | 172.2733 | 171.9091 | 171.5363 | 171.1608 | 170.7785 | 170.3963 | 170.0098 | 169.6299 | 169.2599 | 168.8958 | 168.5396 | 168.1934 | 167.861 | 167.5348 | 167.2104 | 166.8874 | 166.5695 | 166.2614 | 165.9557 | 165.6535 | 165.3479 | 165.0387 | 164.7319 | 164.4253 | 164.1202 | 163.8145 | 163.5048 | 163.1975 | 162.8939 | 162.5894 | 162.2872 | 161.9837 | 161.6814 | 161.3797
12.1FP | Non-potable water consumption | Input | Ml/d | 2 |  |  | 67.3058 | 67.3058 | 67.3058 | 69.6558 | 96.8158 | 128.8158 | 140.7908 | 149.7908 | 178.7908 | 178.7908 | 178.7908 | 178.7908 | 178.7908 | 178.7908 | 178.7908 | 178.7908 | 178.7908 | 178.7908 | 178.7908 | 178.7908 | 178.7908 | 178.7908 | 178.7908 | 178.7908 | 178.7908 | 178.7908 | 178.7908 | 178.7908 | 178.7908 | 178.7908 | 178.7908 | 178.7908 | 178.7908 | 178.7908 | 178.7908 | 178.7908 | 178.7908 | 178.7908 | 178.7908 | 178.7908 | 178.7908 | 178.7908 | 178.7908 | 178.7908 | 178.7908 | 178.7908 | 178.7908 | 178.7908 | 178.7908 | 178.7908 | 178.7908 | 178.7908 | 178.7908 | 178.7908 | 178.7908 | 178.7908 | 178.7908 | 178.7908 | 178.7908 | 178.7908 | 178.7908 | 178.7908 | 178.7908 | 178.7908
13FP | Water delivered unmeasured non-household | 13BL + 13.1FP | Ml/d | 2 | 0 | 0 | 3.5609 | 4.065 | 4.0199 | 3.9769 | 4.5836 | 4.2234 | 3.8259 | 3.4288 | 3.0323 | 2.6502 | 2.2685 | 1.8873 | 1.506 | 1.1252 | 0.92797 | 0.91402 | 0.90007 | 0.88615 | 0.87224 | 0.86617 | 0.86012 | 0.85407 | 0.84804 | 0.84201 | 0.83599 | 0.82997 | 0.82397 | 0.81798 | 0.81465 | 0.81199 | 0.80934 | 0.80669 | 0.80404 | 0.80138 | 0.79873 | 0.79608 | 0.79342 | 0.79077 | 0.78812 | 0.78547 | 0.78281 | 0.78016 | 0.77751 | 0.77485 | 0.7722 | 0.76955 | 0.76689 | 0.76424 | 0.76159 | 0.75894 | 0.75628 | 0.75363 | 0.75098 | 0.74832 | 0.74567 | 0.74302 | 0.74037 | 0.73771 | 0.73506 | 0.73241 | 0.72975 | 0.7271 | 0.72445 | 0.7218
14FP | Water delivered measured household | 14BL + 14.1FP | Ml/d | 2 | 0 | 0 | 162.2349 | 165.0709 | 170.1148 | 175.4701 | 178.9653 | 183.6843 | 188.8339 | 193.9322 | 198.5327 | 202.3029 | 205.7755 | 209.1862 | 212.1205 | 215.0289 | 218.0559 | 220.2724 | 222.167 | 224.001 | 225.7445 | 227.1023 | 228.4235 | 229.5895 | 231.2653 | 234.2816 | 237.18 | 240.047 | 242.8471 | 245.6417 | 248.3367 | 248.7652 | 250.9993 | 253.2372 | 255.4432 | 257.7135 | 259.4912 | 260.8452 | 262.1928 | 263.6009 | 265.0015 | 266.4449 | 267.8728 | 269.3674 | 270.9032 | 272.464 | 274.0544 | 275.6732 | 277.304 | 278.9156 | 280.538 | 282.1333 | 283.692 | 285.2401 | 286.8233 | 288.4196 | 289.9994 | 291.5599 | 293.1082 | 294.6633 | 296.2266 | 297.6654 | 298.9542 | 300.3159 | 301.6573 | 302.9972
15FP | Water delivered unmeasured household | 15BL + 15.1FP | Ml/d | 2 | 0 | 0 | 375.2879 | 360.5258 | 348.3619 | 335.6601 | 321.6962 | 304.4799 | 293.7648 | 283.0893 | 272.5323 | 262.6741 | 253.4243 | 244.2904 | 234.6636 | 225.2483 | 217.2931 | 210.2874 | 203.3573 | 196.5934 | 189.9174 | 183.4634 | 177.3077 | 171.4303 | 166.3668 | 162.6537 | 159.1216 | 155.7402 | 152.3582 | 148.9928 | 145.5638 | 142.7395 | 140.546 | 138.4185 | 136.26 | 134.1351 | 132.6374 | 131.8803 | 131.1192 | 130.3983 | 129.6729 | 128.9575 | 128.2372 | 127.5261 | 126.8242 | 126.1306 | 125.445 | 124.7669 | 124.0959 | 123.4174 | 122.7637 | 122.1057 | 121.4513 | 120.7633 | 120.0825 | 119.4086 | 118.7416 | 118.0815 | 117.4282 | 116.7815 | 116.1414 | 115.6835 | 115.3785 | 115.1412 | 114.8804 | 114.6262
16FP | Percentage of consumption driven by climate change | 16BL | % | 1 | 0% | 0% | 0% | 0.416% | 0.4225% | 0.4348% | 0.5299% | 0.553% | 0.5921% | 0.6213% | 0.654% | 0.6936% | 0.7261% | 0.7658% | 0.7983% | 0.8378% | 0.8705% | 0.9105% | 0.9503% | 0.9832% | 1.023% | 1.055% | 1.094% | 1.131% | 1.168% | 1.205% | 1.242% | 1.279% | 1.318% | 1.355% | 1.392% | 1.43% | 1.467% | 1.505% | 1.543% | 1.581% | 1.619% | 1.658% | 1.696% | 1.734% | 1.773% | 1.811% | 1.85% | 1.888% | 1.926% | 1.964% | 2.002% | 2.04% | 2.078% | 2.041% | 2.001% | 1.964% | 1.932% | 1.908% | 1.878% | 1.845% | 1.813% | 1.781% | 1.751% | 1.72% | 1.689% | 1.655% | 1.626% | 1.577% | 1.537% | 1.496%
17FP | Volume of consumption driven by climate change | 16FP * (12FP + sum(13FP:15FP) - sum (23FP:26FP)) | Ml/d | 2 | 0 | 0 | 0 | 2.8848 | 2.955 | 3.0656 | 3.8915 | 4.2457 | 4.5946 | 4.8706 | 5.328 | 5.6053 | 5.8219 | 6.0909 | 6.2912 | 6.5424 | 6.7448 | 7.0017 | 7.25 | 7.4545 | 7.705 | 7.9014 | 8.1449 | 8.3698 | 8.6068 | 8.8744 | 9.1429 | 9.4135 | 9.6836 | 9.9536 | 10.2202 | 10.4639 | 10.7358 | 11.01 | 11.2826 | 11.5566 | 11.8328 | 12.1164 | 12.4001 | 12.6868 | 12.9735 | 13.2609 | 13.5475 | 13.836 | 14.125 | 14.4143 | 14.7042 | 14.9949 | 15.2867 | 15.0308 | 14.745 | 14.4856 | 14.2607 | 14.092 | 13.8793 | 13.6501 | 13.4243 | 13.2 | 12.9849 | 12.7685 | 12.5432 | 12.3017 | 12.0986 | 11.749 | 11.4569 | 11.1638
18FP | Measured Household - PCC | ((14FP - 25FP) * 1,000,000) / (39FP * 1000) | l/h/d | 1 | #DIV/0! | #DIV/0! | 168.6027 | 164.7509 | 161.8914 | 159.2811 | 154.901 | 151.9329 | 149.3856 | 146.9703 | 144.6779 | 142.6411 | 140.6784 | 138.7622 | 136.5195 | 134.3431 | 132.732 | 131.2001 | 129.6495 | 128.1421 | 126.6241 | 125.0376 | 123.6091 | 122.2172 | 121.2148 | 121.0115 | 120.8254 | 120.7058 | 120.5734 | 120.4233 | 120.2417 | 119.0238 | 119.0136 | 119.0147 | 119.0104 | 119.0471 | 119.0859 | 119.1608 | 119.223 | 119.3069 | 119.3843 | 119.4792 | 119.5598 | 119.6598 | 119.7806 | 119.9191 | 120.0719 | 120.2312 | 120.3866 | 120.5291 | 120.6743 | 120.8118 | 120.9353 | 121.0528 | 121.1867 | 121.3252 | 121.4597 | 121.592 | 121.7184 | 121.8459 | 121.9786 | 122.1132 | 122.2437 | 122.4077 | 122.564 | 122.7206
19FP | Unmeasured Household - PCC | ((15FP - 26FP) * 1,000,000) / (40FP * 1000) | l/h/d | 1 | #DIV/0! | #DIV/0! | 208.4358 | 203.2782 | 200.4393 | 197.5668 | 193.5318 | 187.2313 | 185.064 | 182.892 | 180.7014 | 178.6535 | 176.6991 | 174.7377 | 172.3008 | 169.9019 | 167.976 | 166.0539 | 163.993 | 161.9676 | 159.9256 | 157.9656 | 156.0533 | 154.1774 | 152.8395 | 152.5979 | 152.4203 | 152.3577 | 152.2784 | 152.1995 | 152.0338 | 151.901 | 152.0301 | 152.2276 | 152.3852 | 152.5767 | 152.7692 | 153.0907 | 153.396 | 153.7385 | 154.0645 | 154.3918 | 154.7026 | 155.0148 | 155.3285 | 155.6439 | 155.9611 | 156.2803 | 156.6016 | 156.9056 | 157.2347 | 157.5503 | 157.8629 | 158.1224 | 158.3829 | 158.6443 | 158.9065 | 159.1695 | 159.4332 | 159.6975 | 159.9623 | 160.2349 | 160.4716 | 160.7953 | 161.076 | 161.3571
20FP | Average Household - PCC | (((14FP - 25FP) + (15FP - 26FP)) * 1,000,000)/ ((39FP + 40FP) * 1,000) | l/h/d | 1 | #DIV/0! | #DIV/0! | 194.5242 | 189.3517 | 185.9013 | 182.4987 | 177.6876 | 172.1704 | 169.2403 | 166.3561 | 163.5367 | 160.9707 | 158.5124 | 156.075 | 153.2373 | 150.4581 | 148.2639 | 146.1916 | 144.073 | 142.0083 | 139.9419 | 137.8844 | 135.9651 | 134.1031 | 132.705 | 132.2283 | 131.7956 | 131.4524 | 131.0966 | 130.7283 | 130.312 | 129.2226 | 129.0769 | 128.9595 | 128.826 | 128.7313 | 128.6827 | 128.7415 | 128.7858 | 128.8554 | 128.9153 | 128.988 | 129.0452 | 129.1162 | 129.203 | 129.3038 | 129.4156 | 129.5327 | 129.6469 | 129.747 | 129.8554 | 129.9549 | 130.0434 | 130.1143 | 130.1981 | 130.2858 | 130.3713 | 130.4559 | 130.5363 | 130.6179 | 130.7041 | 130.8065 | 130.911 | 131.0617 | 131.1972 | 131.3333
21FP | Water taken unbilled | 21BL + 21.1FP | Ml/d | 2 | 0 | 0 | 22.5039 | 22.5934 | 22.5881 | 22.5833 | 22.6478 | 22.6422 | 22.6366 | 22.631 | 22.6267 | 22.6237 | 22.6205 | 22.6174 | 22.6142 | 22.6112 | 22.6072 | 22.6025 | 22.5978 | 22.5933 | 22.589 | 22.5847 | 22.5806 | 22.5766 | 22.5727 | 22.5689 | 22.5653 | 22.5618 | 22.5586 | 22.5555 | 22.5526 | 22.5501 | 22.5484 | 22.5471 | 22.5456 | 22.5441 | 22.542 | 22.5396 | 22.5372 | 22.5347 | 22.5322 | 22.5295 | 22.5266 | 22.5235 | 22.5202 | 22.5166 | 22.5128 | 22.5089 | 22.505 | 22.5011 | 22.4973 | 22.4936 | 22.4899 | 22.4863 | 22.4827 | 22.4792 | 22.4758 | 22.4725 | 22.4692 | 22.466 | 22.4627 | 22.4592 | 22.4555 | 22.4518 | 22.4479 | 22.444
22FP | Distribution system operational use | 22BL + 22.1FP | Ml/d | 2 | 0 | 0 | 1.7124 | 1.7124 | 1.7124 | 1.7124 | 1.7124 | 1.7124 | 1.7124 | 1.7124 | 1.7124 | 1.7124 | 1.7124 | 1.7124 | 1.7124 | 1.7124 | 1.7124 | 1.7124 | 1.7124 | 1.7124 | 1.7124 | 1.7124 | 1.7124 | 1.7124 | 1.7124 | 1.7124 | 1.7124 | 1.7124 | 1.7124 | 1.7124 | 1.7124 | 1.7124 | 1.7124 | 1.7124 | 1.7124 | 1.7124 | 1.7124 | 1.7124 | 1.7124 | 1.7124 | 1.7124 | 1.7124 | 1.7124 | 1.7124 | 1.7124 | 1.7124 | 1.7124 | 1.7124 | 1.7124 | 1.7124 | 1.7124 | 1.7124 | 1.7124 | 1.7124 | 1.7124 | 1.7124 | 1.7124 | 1.7124 | 1.7124 | 1.7124 | 1.7124 | 1.7124 | 1.7124 | 1.7124 | 1.7124 | 1.7124
23FP | Measured Non Household - USPL | 23BL + 23.1FP | Ml/d | 2 | 0 | 0 | 0.56955 | 0.63193 | 0.61409 | 0.59599 | 0.60866 | 0.60767 | 0.60709 | 0.60617 | 0.60492 | 0.60336 | 0.60146 | 0.59923 | 0.59667 | 0.59378 | 0.58755 | 0.57815 | 0.56867 | 0.55909 | 0.54942 | 0.53533 | 0.52112 | 0.50678 | 0.49231 | 0.47772 | 0.46301 | 0.44817 | 0.4332 | 0.41811 | 0.40288 | 0.40438 | 0.40588 | 0.40738 | 0.40888 | 0.41039 | 0.41189 | 0.41339 | 0.41489 | 0.41639 | 0.41789 | 0.41939 | 0.42089 | 0.42239 | 0.42389 | 0.42539 | 0.42689 | 0.42839 | 0.42989 | 0.43139 | 0.43289 | 0.43434 | 0.43578 | 0.43722 | 0.43867 | 0.44011 | 0.44155 | 0.443 | 0.44444 | 0.44588 | 0.44733 | 0.44877 | 0.45021 | 0.45165 | 0.4531 | 0.45454
24FP | Unmeasured Non Household - USPL | 24BL + 24.1FP | Ml/d | 2 | 0 | 0 | 0.14413 | 0.15949 | 0.15272 | 0.14612 | 0.16577 | 0.15031 | 0.13395 | 0.11806 | 0.10265 | 0.088172 | 0.074156 | 0.060596 | 0.047477 | 0.034815 | 0.028171 | 0.027212 | 0.02627 | 0.025344 | 0.024435 | 0.02357 | 0.022715 | 0.021869 | 0.021031 | 0.020202 | 0.019382 | 0.018571 | 0.017768 | 0.016975 | 0.016243 | 0.01619 | 0.016137 | 0.016084 | 0.016031 | 0.015979 | 0.015926 | 0.015873 | 0.01582 | 0.015767 | 0.015714 | 0.015661 | 0.015608 | 0.015555 | 0.015502 | 0.01545 | 0.015397 | 0.015344 | 0.015291 | 0.015238 | 0.015185 | 0.015132 | 0.015079 | 0.015026 | 0.014974 | 0.014921 | 0.014868 | 0.014815 | 0.014762 | 0.014709 | 0.014656 | 0.014603 | 0.01455 | 0.014497 | 0.014445 | 0.014392
25FP | Measured Household - USPL | 25BL + 25.1FP | Ml/d | 2 | 0 | 0 | 7.0143 | 7.4069 | 7.5534 | 7.7017 | 7.9367 | 8.1234 | 8.3095 | 8.4873 | 8.6401 | 8.7521 | 8.8433 | 8.9239 | 8.9962 | 9.0581 | 9.0857 | 9.0754 | 9.0526 | 9.021 | 8.981 | 8.8587 | 8.7217 | 8.5706 | 8.4057 | 8.2275 | 8.0385 | 7.8409 | 7.6354 | 7.422 | 7.2008 | 7.2644 | 7.3115 | 7.3571 | 7.4028 | 7.4496 | 7.4832 | 7.5032 | 7.5231 | 7.5433 | 7.5637 | 7.5858 | 7.6088 | 7.6329 | 7.6588 | 7.6862 | 7.715 | 7.7447 | 7.7746 | 7.8039 | 7.833 | 7.8616 | 7.8898 | 7.9177 | 7.9454 | 7.9726 | 7.9992 | 8.0252 | 8.0506 | 8.0762 | 8.1022 | 8.125 | 8.1451 | 8.166 | 8.1875 | 8.2091
26FP | Unmeasured Household - USPL | 26BL + 26.1BL | Ml/d | 2 | 0 | 0 | 17.7351 | 16.8871 | 15.9601 | 15.0178 | 14.3879 | 13.771 | 13.155 | 12.5467 | 11.9517 | 11.3914 | 10.8645 | 10.3494 | 9.8461 | 9.3548 | 8.9168 | 8.5365 | 8.1721 | 7.8163 | 7.4684 | 7.0756 | 6.7012 | 6.3445 | 6.0051 | 5.6823 | 5.3722 | 5.0708 | 4.7775 | 4.4923 | 4.2153 | 4.1336 | 4.0677 | 4.0018 | 3.9358 | 3.87 | 3.8294 | 3.8139 | 3.7985 | 3.783 | 3.7675 | 3.752 | 3.7366 | 3.7211 | 3.7056 | 3.6901 | 3.6747 | 3.6592 | 3.6437 | 3.6282 | 3.6128 | 3.5974 | 3.5821 | 3.5667 | 3.5514 | 3.536 | 3.5207 | 3.5053 | 3.49 | 3.4746 | 3.4593 | 3.4502 | 3.4474 | 3.4447 | 3.4419 | 3.4391
27FP | Void Properties - USPL | 27BL + 27.1FP | Ml/d | 2 | 0 | 0 | 1.6191 | 1.5296 | 1.5349 | 1.5397 | 1.4752 | 1.4808 | 1.4864 | 1.492 | 1.4963 | 1.4993 | 1.5025 | 1.5056 | 1.5088 | 1.5118 | 1.5158 | 1.5205 | 1.5252 | 1.5297 | 1.534 | 1.5383 | 1.5424 | 1.5464 | 1.5503 | 1.5541 | 1.5577 | 1.5612 | 1.5644 | 1.5675 | 1.5704 | 1.573 | 1.5746 | 1.5759 | 1.5774 | 1.5789 | 1.581 | 1.5834 | 1.5858 | 1.5883 | 1.5908 | 1.5936 | 1.5964 | 1.5995 | 1.6028 | 1.6064 | 1.6102 | 1.6141 | 1.618 | 1.6219 | 1.6257 | 1.6294 | 1.6331 | 1.6367 | 1.6403 | 1.6438 | 1.6472 | 1.6505 | 1.6538 | 1.657 | 1.6604 | 1.6638 | 1.6675 | 1.6712 | 1.6751 | 1.679
28FP | Distribution losses | 28BL + 28.1FP | Ml/d | 2 | 0 | 0 | 101.9382 | 94.4216 | 91.2311 | 88.0548 | 86.6395 | 85.2382 | 83.8371 | 82.4365 | 81.0486 | 79.6675 | 78.2736 | 76.8785 | 75.4796 | 74.0791 | 72.6561 | 71.2099 | 69.7605 | 68.3115 | 66.8633 | 64.8768 | 62.8868 | 60.8935 | 58.8968 | 56.8971 | 54.8958 | 52.8946 | 50.8936 | 48.8927 | 46.8916 | 46.9057 | 46.9215 | 46.939 | 46.9563 | 46.9723 | 46.9758 | 46.9675 | 46.9591 | 46.9506 | 46.9416 | 46.9308 | 46.919 | 46.9058 | 46.8906 | 46.8736 | 46.8551 | 46.8355 | 46.8157 | 46.7966 | 46.7777 | 46.7594 | 46.7414 | 46.7238 | 46.7066 | 46.6898 | 46.6738 | 46.6584 | 46.6437 | 46.6288 | 46.6134 | 46.5949 | 46.5725 | 46.5492 | 46.5252 | 46.501
29FP | Total Leakage | sum (23FP:28FP) | Ml/d | 2 | 0 | 0 | 129.0203 | 121.0365 | 117.0463 | 113.0561 | 111.2137 | 109.3714 | 107.529 | 105.6866 | 103.8443 | 102.0019 | 100.1595 | 98.3172 | 96.4748 | 94.6324 | 92.7901 | 90.9477 | 89.1053 | 87.263 | 85.4206 | 82.9083 | 80.3959 | 77.8836 | 75.3713 | 72.8589 | 70.3466 | 67.8342 | 65.3219 | 62.8096 | 60.2972 | 60.2972 | 60.2972 | 60.2972 | 60.2972 | 60.2972 | 60.2972 | 60.2972 | 60.2972 | 60.2972 | 60.2972 | 60.2972 | 60.2972 | 60.2972 | 60.2972 | 60.2972 | 60.2972 | 60.2972 | 60.2972 | 60.2972 | 60.2972 | 60.2972 | 60.2972 | 60.2972 | 60.2972 | 60.2972 | 60.2972 | 60.2972 | 60.2972 | 60.2972 | 60.2972 | 60.2972 | 60.2972 | 60.2972 | 60.2972 | 60.2972
30FP | Leakage/property | (29FP * 1,000,000) / (36FP * 1,000) | l/prop/d | 2 | #DIV/0! | #DIV/0! | 104.9447 | 97.8454 | 93.9977 | 90.2248 | 88.1289 | 86.0038 | 83.8907 | 81.8119 | 79.8441 | 78.004 | 76.1814 | 74.3865 | 72.6058 | 70.8505 | 69.1242 | 67.4326 | 65.7643 | 64.1207 | 62.501 | 60.4152 | 58.3546 | 56.3183 | 54.3052 | 52.3144 | 50.3447 | 48.3951 | 46.4644 | 44.5517 | 42.6559 | 42.5589 | 42.4994 | 42.4471 | 42.3942 | 42.3363 | 42.2743 | 42.2107 | 42.1471 | 42.0832 | 42.0179 | 41.9452 | 41.8684 | 41.7868 | 41.6969 | 41.6009 | 41.499 | 41.3932 | 41.2876 | 41.1847 | 41.0834 | 40.9849 | 40.8885 | 40.7937 | 40.7006 | 40.6098 | 40.5225 | 40.4378 | 40.356 | 40.2739 | 40.1902 | 40.1057 | 40.0181 | 39.9274 | 39.8346 | 39.7417
31FP | Measured Non Household - properties | Input | 000's | 2 |  |  | 44.8155 | 48.3532 | 48.5892 | 48.8214 | 50.6861 | 51.4558 | 52.287 | 53.1183 | 53.9496 | 54.7817 | 55.6139 | 56.446 | 57.2781 | 58.1103 | 58.642 | 58.8734 | 59.1047 | 59.3361 | 59.5674 | 59.7988 | 60.0301 | 60.2615 | 60.4928 | 60.7242 | 60.9555 | 61.1869 | 61.4182 | 61.6495 | 61.88 | 62.1105 | 62.3409 | 62.5714 | 62.8019 | 63.0324 | 63.2628 | 63.4933 | 63.7238 | 63.9542 | 64.1847 | 64.4152 | 64.6456 | 64.8761 | 65.1066 | 65.337 | 65.5675 | 65.798 | 66.0284 | 66.2589 | 66.4894 | 66.711 | 66.9327 | 67.1544 | 67.376 | 67.5977 | 67.8194 | 68.0411 | 68.2627 | 68.4844 | 68.7061 | 68.9277 | 69.1494 | 69.3711 | 69.5928 | 69.8144
32FP | Unmeasured Non Household - properties | Input | 000's | 2 |  |  | 5.2565 | 6.0085 | 5.9495 | 5.8934 | 6.7967 | 6.2663 | 5.6799 | 5.0935 | 4.5071 | 3.9415 | 3.3759 | 2.8103 | 2.2439 | 1.6775 | 1.3843 | 1.3643 | 1.3443 | 1.3243 | 1.3043 | 1.2963 | 1.2883 | 1.2803 | 1.2723 | 1.2643 | 1.2563 | 1.2483 | 1.2403 | 1.2323 | 1.2283 | 1.2243 | 1.2203 | 1.2163 | 1.2123 | 1.2083 | 1.2043 | 1.2003 | 1.1963 | 1.1923 | 1.1883 | 1.1843 | 1.1803 | 1.1763 | 1.1723 | 1.1683 | 1.1643 | 1.1603 | 1.1563 | 1.1523 | 1.1483 | 1.1443 | 1.1403 | 1.1363 | 1.1323 | 1.1283 | 1.1243 | 1.1203 | 1.1163 | 1.1123 | 1.1083 | 1.1043 | 1.1003 | 1.0963 | 1.0923 | 1.0883
33FP | All void non-households - properties | Input | 000's | 2 |  |  | 14.567 | 11.1659 | 11.1765 | 11.188 | 8.6341 | 8.6068 | 8.5739 | 8.541 | 8.5082 | 8.4806 | 8.4531 | 8.4255 | 8.3978 | 8.37 | 8.3695 | 8.3962 | 8.4228 | 8.4495 | 8.4761 | 8.5058 | 8.5354 | 8.5651 | 8.5947 | 8.6244 | 8.654 | 8.6837 | 8.7133 | 8.743 | 8.7735 | 8.8041 | 8.8346 | 8.8651 | 8.8956 | 8.9262 | 8.9567 | 8.9872 | 9.0178 | 9.0483 | 9.0788 | 9.1094 | 9.1399 | 9.1704 | 9.201 | 9.2315 | 9.262 | 9.2926 | 9.3231 | 9.3536 | 9.3842 | 9.4135 | 9.4428 | 9.4722 | 9.5015 | 9.5308 | 9.5601 | 9.5895 | 9.6188 | 9.6481 | 9.6775 | 9.7068 | 9.7361 | 9.7654 | 9.7948 | 9.8241
34FP | Measured households - properties (excl. void) | Year before + sum (34.1BL:34.6BL) | 000's | 2 |  |  | 473.492 | 490.6959 | 512.934 | 536.4874 | 560.7601 | 585.8611 | 611.7642 | 637.8873 | 662.769 | 685.0208 | 706.3604 | 727.5599 | 748.8405 | 769.9925 | 788.888 | 805.0472 | 820.6615 | 836.0436 | 851.2276 | 865.975 | 880.079 | 893.54 | 906.3234 | 918.4283 | 930.0567 | 941.4499 | 952.643 | 963.6366 | 974.4303 | 983.5054 | 990.1898 | 996.6466 | 1003.127 | 1009.7641 | 1014.6249 | 1017.6283 | 1020.6372 | 1023.665 | 1026.7452 | 1030.074 | 1033.5509 | 1037.1958 | 1041.1262 | 1045.2781 | 1049.6423 | 1054.157 | 1058.6856 | 1063.1358 | 1067.5506 | 1071.8875 | 1076.1642 | 1080.4024 | 1084.5944 | 1088.722 | 1092.7401 | 1096.6789 | 1100.5254 | 1104.3961 | 1108.3341 | 1111.8367 | 1114.9883 | 1118.2621 | 1121.6326 | 1125.022
34.1FP | New build properties - properties | Input (new builds in each year) | 000's | 2 |  |  | 8.336 | 7.1288 | 8.4105 | 8.068 | 9.093 | 9.9498 | 10.2556 | 10.2343 | 8.9523 | 7.221 | 7.2572 | 7.115 | 7.199 | 7.0658 | 6.8412 | 6.4826 | 6.3186 | 6.1154 | 5.9101 | 5.7058 | 5.4979 | 5.2905 | 5.0845 | 4.8775 | 4.669 | 4.4629 | 4.2554 | 4.0489 | 3.8417 | 3.3012 | 2.0645 | 1.8287 | 1.8532 | 2.0154 | 2.159 | 2.2186 | 2.2242 | 2.2439 | 2.2981 | 2.5556 | 2.709 | 2.8831 | 3.1788 | 3.4083 | 3.6281 | 3.7841 | 3.7985 | 3.7173 | 3.6807 | 3.5998 | 3.5376 | 3.4977 | 3.4497 | 3.3831 | 3.2697 | 3.1875 | 3.092 | 3.1169 | 3.1867 | 3.2316 | 3.3638 | 3.4905 | 3.5907 | 3.6101
34.2FP | Meter optants - properties | Input (meter optants in each year) | 000's | 2 |  |  | 0 | 10.8487 | 14.685 | 16.39 | 16.1225 | 16.1069 | 16.5944 | 16.8305 | 16.8315 | 15.8535 | 14.8724 | 14.8698 | 14.8698 | 14.8698 | 12.7569 | 10.2809 | 9.9179 | 9.9179 | 9.9179 | 9.67 | 9.1741 | 8.6782 | 8.1823 | 7.6864 | 7.4384 | 7.4384 | 7.4384 | 7.4384 | 7.4384 | 6.1987 | 4.9589 | 4.9589 | 4.9589 | 4.9589 | 2.9754 | 0.99179 | 0.99179 | 0.99179 | 0.99179 | 0.99179 | 0.99179 | 0.99179 | 0.99179 | 0.99179 | 0.99179 | 0.99179 | 0.99179 | 0.99179 | 0.99179 | 0.99179 | 0.99179 | 0.99179 | 0.99179 | 0.99179 | 0.99179 | 0.99179 | 0.99179 | 0.99179 | 0.99179 | 0.49589 | 0 | 0 | 0 | 0
34.3FP | Compulsory metering - properties | Input (compulsory meters in each year) | 000's | 2 |  |  | 0 | 0 | 0 | 0 | 0 | 0 | 0 | 0 | 0 | 0 | 0 | 0 | 0 | 0 | 0 | 0 | 0 | 0 | 0 | 0 | 0 | 0 | 0 | 0 | 0 | 0 | 0 | 0 | 0 | 0 | 0 | 0 | 0 | 0 | 0 | 0 | 0 | 0 | 0 | 0 | 0 | 0 | 0 | 0 | 0 | 0 | 0 | 0 | 0 | 0 | 0 | 0 | 0 | 0 | 0 | 0 | 0 | 0 | 0 | 0 | 0 | 0 | 0 | 0
34.4FP | Metering on change of occupancy - properties | Input (change of occupancy meters in each year) | 000's | 2 |  |  | 0 | 0 | 0 | 0 | 0 | 0 | 0 | 0 | 0 | 0 | 0 | 0 | 0 | 0 | 0 | 0 | 0 | 0 | 0 | 0 | 0 | 0 | 0 | 0 | 0 | 0 | 0 | 0 | 0 | 0 | 0 | 0 | 0 | 0 | 0 | 0 | 0 | 0 | 0 | 0 | 0 | 0 | 0 | 0 | 0 | 0 | 0 | 0 | 0 | 0 | 0 | 0 | 0 | 0 | 0 | 0 | 0 | 0 | 0 | 0 | 0 | 0 | 0 | 0
34.5FP | Selective metering - properties | Input (selective meters in each year) | 000's | 2 |  |  | 0.005 | 0.005 | 0.005 | 0.005 | 0.0025 | 0.01938 | 0.05688 | 0.075 | 0.075 | 0.075 | 0.0748 | 0.0746 | 0.0746 | 0.0746 | 0.07458 | 0.07456 | 0.03728 | 0 | 0 | 0 | 0.03728 | 0.07456 | 0.07456 | 0.07456 | 0.03728 | 0 | 0 | 0 | 0 | 0 | 0 | 0 | 0 | 0 | 0 | 0 | 0 | 0 | 0 | 0 | 0 | 0 | 0 | 0 | 0 | 0 | 0 | 0 | 0 | 0 | 0 | 0 | 0 | 0 | 0 | 0 | 0 | 0 | 0 | 0 | 0 | 0 | 0 | 0
34.6FP | Other changes to existing metering - properties | Input (other changes to meters in each year) | 000's | 2 |  |  | 0 | -0.77866 | -0.86242 | -0.90961 | -0.94534 | -0.97506 | -1.0038 | -1.0167 | -0.97711 | -0.89762 | -0.86489 | -0.85986 | -0.86277 | -0.85816 | -0.77719 | -0.679 | -0.65945 | -0.65112 | -0.64401 | -0.62835 | -0.60526 | -0.58219 | -0.55787 | -0.53353 | -0.51643 | -0.50799 | -0.50081 | -0.49365 | -0.48648 | -0.42481 | -0.33903 | -0.33086 | -0.33171 | -0.33733 | -0.27359 | -0.20695 | -0.20714 | -0.20783 | -0.2097 | -0.21862 | -0.22394 | -0.22997 | -0.24021 | -0.24816 | -0.25577 | -0.26118 | -0.26168 | -0.25886 | -0.25759 | -0.25479 | -0.25264 | -0.25125 | -0.24959 | -0.24729 | -0.24336 | -0.24051 | -0.2372 | -0.23807 | -0.24048 | -0.22486 | -0.21226 | -0.21665 | -0.22012 | -0.2208
34.7FP | Measured household void properties | Input | 000's | 2 |  |  | 16.893 | 17.6072 | 18.4051 | 19.2503 | 20.1212 | 21.0219 | 21.9514 | 22.8887 | 23.7815 | 24.58 | 25.3457 | 26.1064 | 26.87 | 27.6289 | 28.307 | 28.8868 | 29.4471 | 29.999 | 30.5438 | 31.073 | 31.5791 | 32.0621 | 32.5208 | 32.9551 | 33.3724 | 33.7812 | 34.1828 | 34.5773 | 34.9646 | 35.2902 | 35.5301 | 35.7618 | 35.9943 | 36.2325 | 36.4069 | 36.5146 | 36.6226 | 36.7312 | 36.8418 | 36.9612 | 37.086 | 37.2168 | 37.3578 | 37.5068 | 37.6634 | 37.8254 | 37.9879 | 38.1475 | 38.306 | 38.4616 | 38.615 | 38.7671 | 38.9175 | 39.0656 | 39.2098 | 39.3511 | 39.4892 | 39.628 | 39.7694 | 39.895 | 40.0081 | 40.1256 | 40.2465 | 40.3681
35FP | Unmeasured households - properties (excl. void) | Input | 000's | 2 |  |  | 646.799 | 636.1772 | 621.7525 | 605.6922 | 589.9005 | 574.117 | 557.8346 | 541.3132 | 524.7908 | 509.2256 | 494.6018 | 479.9806 | 465.3594 | 450.7478 | 438.1725 | 427.9819 | 418.1848 | 408.4234 | 398.6621 | 389.1386 | 380.0646 | 371.44 | 363.2911 | 355.6179 | 348.2184 | 340.8546 | 333.4907 | 326.1269 | 318.7631 | 312.5886 | 307.6032 | 302.6179 | 297.6326 | 292.6568 | 289.5838 | 288.4136 | 287.2433 | 286.0731 | 284.9029 | 283.7327 | 282.5625 | 281.3923 | 280.222 | 279.0518 | 277.8816 | 276.7114 | 275.5412 | 274.3709 | 273.2007 | 272.04 | 270.8793 | 269.7186 | 268.5579 | 267.3972 | 266.2365 | 265.0758 | 263.9151 | 262.7544 | 261.5937 | 260.9087 | 260.6994 | 260.4901 | 260.2808 | 260.0714
35.1FP | Unmeasured household void properties | Input | 000's | 2 |  |  | 27.589 | 27.0099 | 26.3975 | 25.7156 | 25.0452 | 24.3751 | 23.6838 | 22.9823 | 22.2808 | 21.62 | 20.9991 | 20.3784 | 19.7576 | 19.1372 | 18.6033 | 18.1707 | 17.7547 | 17.3403 | 16.9258 | 16.5215 | 16.1363 | 15.7701 | 15.4241 | 15.0983 | 14.7842 | 14.4715 | 14.1589 | 13.8462 | 13.5336 | 13.2715 | 13.0598 | 12.8481 | 12.6365 | 12.4252 | 12.2947 | 12.2451 | 12.1954 | 12.1457 | 12.096 | 12.0463 | 11.9966 | 11.947 | 11.8973 | 11.8476 | 11.7979 | 11.7482 | 11.6985 | 11.6489 | 11.5992 | 11.5499 | 11.5006 | 11.4513 | 11.4021 | 11.3528 | 11.3035 | 11.2542 | 11.2049 | 11.1557 | 11.1064 | 11.0773 | 11.0684 | 11.0595 | 11.0506 | 11.0418
36FP | Total Resource Zone Properties (incl. voids) | sum (31FP:34FP) + 34.7FP + 35BL + 35.1BL | 000's | 2 | 0 | 0 | 1229.412 | 1237.0179 | 1245.2044 | 1253.0485 | 1261.9438 | 1271.704 | 1281.7749 | 1291.8244 | 1300.587 | 1307.6503 | 1314.7498 | 1321.7071 | 1328.7474 | 1335.6643 | 1342.3667 | 1348.7203 | 1354.9199 | 1360.9162 | 1366.7072 | 1372.309 | 1377.7128 | 1382.9191 | 1387.9193 | 1392.7126 | 1397.2974 | 1401.6761 | 1405.8473 | 1409.812 | 1413.5735 | 1416.7945 | 1418.7787 | 1420.5273 | 1422.3002 | 1424.2454 | 1426.3341 | 1428.4824 | 1430.6363 | 1432.81 | 1435.0377 | 1437.523 | 1440.1618 | 1442.9746 | 1446.0831 | 1449.4212 | 1452.979 | 1456.6928 | 1460.421 | 1464.068 | 1467.6783 | 1471.2078 | 1474.675 | 1478.1023 | 1481.4817 | 1484.7944 | 1487.9938 | 1491.1109 | 1494.1325 | 1497.179 | 1500.2954 | 1503.4566 | 1506.75 | 1510.1701 | 1513.6904 | 1517.2302
37FP | Measured Non Household - Population | Input | 000's | 2 |  |  | 39.2098 | 39.5928 | 39.9455 | 40.2759 | 40.5583 | 40.8251 | 41.2297 | 41.653 | 42.0999 | 42.5201 | 43.0343 | 43.7835 | 44.3952 | 44.9033 | 45.3444 | 45.7614 | 46.1892 | 46.6464 | 47.0928 | 47.5292 | 48.002 | 48.5142 | 49.0514 | 49.5834 | 50.0982 | 50.6399 | 51.1707 | 51.651 | 52.0817 | 52.4837 | 52.8478 | 53.1236 | 53.345 | 53.5403 | 53.7218 | 53.9063 | 53.9933 | 54.0283 | 54.0614 | 54.1161 | 54.1605 | 54.1938 | 54.3254 | 54.5813 | 54.9209 | 55.2847 | 55.6467 | 56.0094 | 56.3662 | 56.7531 | 57.1501 | 57.5341 | 57.9018 | 58.2332 | 58.5496 | 58.871 | 59.1501 | 59.3756 | 59.5849 | 59.7578 | 59.9357 | 60.1191 | 60.3028 | 60.4884
38FP | Unmeasured Non Household - Population | Input | 000's | 2 |  |  | 7.463 | 7.5359 | 7.603 | 7.6659 | 7.7196 | 7.7704 | 7.8474 | 7.928 | 8.0131 | 8.093 | 8.1909 | 8.3335 | 8.4499 | 8.5466 | 8.6306 | 8.71 | 8.7914 | 8.8784 | 8.9634 | 9.0464 | 9.1364 | 9.2339 | 9.3362 | 9.4374 | 9.5354 | 9.6385 | 9.7396 | 9.831 | 9.913 | 9.9895 | 10.0588 | 10.1112 | 10.1534 | 10.1906 | 10.2251 | 10.2602 | 10.2768 | 10.2835 | 10.2897 | 10.3002 | 10.3086 | 10.3149 | 10.34 | 10.3887 | 10.4534 | 10.5226 | 10.5915 | 10.6605 | 10.7284 | 10.8021 | 10.8776 | 10.9507 | 11.0207 | 11.0838 | 11.144 | 11.2052 | 11.2583 | 11.3012 | 11.3411 | 11.374 | 11.4078 | 11.4427 | 11.4777 | 11.513
39FP | Measured Household - Population | Input | 000's | 2 |  |  | 920.6295 | 956.9837 | 1004.1386 | 1053.2853 | 1104.1161 | 1155.516 | 1208.4461 | 1261.7849 | 1312.5197 | 1356.9084 | 1399.8753 | 1443.205 | 1487.8776 | 1533.17 | 1574.3769 | 1609.7316 | 1643.7723 | 1677.6693 | 1711.8659 | 1745.4236 | 1777.3921 | 1808.4111 | 1838.551 | 1868.0376 | 1896.4686 | 1923.7361 | 1950.7767 | 1978.1858 | 2005.4261 | 2029.012 | 2047.5633 | 2065.9651 | 2084.1916 | 2102.2267 | 2116.186 | 2126.0518 | 2136.0782 | 2146.2104 | 2156.3795 | 2166.5624 | 2176.8522 | 2187.3224 | 2197.7215 | 2207.9692 | 2218.1666 | 2228.4435 | 2238.8656 | 2249.3458 | 2259.8434 | 2270.2391 | 2280.5759 | 2290.9199 | 2301.2245 | 2311.5318 | 2321.7598 | 2331.8528 | 2341.9427 | 2352.0465 | 2362.0891 | 2371.0821 | 2378.9293 | 2386.6959 | 2394.4204 | 2402.1072
40FP | Unmeasured Household - Population | Input | 000's | 2 |  |  | 1715.4094 | 1690.485 | 1658.3668 | 1622.9561 | 1587.8954 | 1552.6727 | 1516.285 | 1479.248 | 1442.0505 | 1406.5364 | 1372.7285 | 1338.8128 | 1304.7967 | 1270.6956 | 1240.5128 | 1214.9728 | 1190.2045 | 1165.5244 | 1140.8369 | 1116.6218 | 1093.2585 | 1070.7527 | 1049.2163 | 1028.6602 | 1008.72 | 988.919 | 969.1504 | 949.4152 | 929.7175 | 912.4752 | 897.7058 | 882.9982 | 868.353 | 853.7675 | 843.1541 | 836.5392 | 830.0134 | 823.5758 | 817.2252 | 810.9594 | 804.7739 | 798.6661 | 792.6335 | 786.6709 | 780.7739 | 774.9388 | 769.1632 | 763.447 | 757.7905 | 752.1934 | 746.6555 | 741.1764 | 735.7555 | 730.3922 | 725.0863 | 719.8376 | 714.6454 | 709.5096 | 704.429 | 700.4295 | 697.5133 | 694.6505 | 691.8384 | 689.0747
41FP | Total Resource Zone Population | sum (37FP:40FP) | 000's | 2 | 0 | 0 | 2682.7116 | 2694.5974 | 2710.0539 | 2724.1832 | 2740.2895 | 2756.7842 | 2773.8083 | 2790.6139 | 2804.6832 | 2814.0579 | 2823.829 | 2834.1348 | 2845.5194 | 2857.3154 | 2868.8646 | 2879.1758 | 2888.9574 | 2898.7185 | 2908.7589 | 2918.6211 | 2927.789 | 2936.912 | 2946.1548 | 2955.7186 | 2964.8221 | 2972.9335 | 2980.8374 | 2989.0829 | 2997.1383 | 3003.9604 | 3008.1756 | 3012.1981 | 3016.0429 | 3019.725 | 3023.2869 | 3026.7575 | 3030.3617 | 3034.0981 | 3037.9558 | 3041.938 | 3046.0953 | 3050.4973 | 3055.0204 | 3059.6101 | 3064.3149 | 3069.1895 | 3074.267 | 3079.4627 | 3084.7285 | 3089.9877 | 3095.2592 | 3100.5811 | 3105.9024 | 3111.2409 | 3116.5397 | 3121.7666 | 3126.9965 | 3132.2329 | 3137.4441 | 3142.6434 | 3147.7862 | 3152.9083 | 3158.0393 | 3163.1833
42FP | Average household occupancy rate (excl. voids) | (39FP + 40FP) / (34FP + 35FP) | h/prop | 1 | #DIV/0! | #DIV/0! | 2.353 | 2.3494 | 2.3465 | 2.3431 | 2.3395 | 2.3347 | 2.3296 | 2.3245 | 2.3195 | 2.314 | 2.3087 | 2.3039 | 2.3 | 2.2969 | 2.294 | 2.2909 | 2.2876 | 2.2847 | 2.2824 | 2.2803 | 2.278 | 2.2761 | 2.2745 | 2.2736 | 2.2727 | 2.2714 | 2.2703 | 2.2699 | 2.2697 | 2.2695 | 2.2694 | 2.2697 | 2.2699 | 2.2696 | 2.2691 | 2.2684 | 2.2679 | 2.2675 | 2.2671 | 2.2663 | 2.2655 | 2.2645 | 2.2631 | 2.2612 | 2.259 | 2.2567 | 2.2545 | 2.2525 | 2.2507 | 2.249 | 2.2473 | 2.2458 | 2.2444 | 2.2431 | 2.242 | 2.241 | 2.2402 | 2.2394 | 2.2385 | 2.2375 | 2.2363 | 2.2349 | 2.2333 | 2.2317
43FP | Total Household Metering penetration (excl. voids) | 34FP / (34FP + 35FP) | % | 1 | #DIV/0! | #DIV/0! | 42.27% | 43.54% | 45.2% | 46.97% | 48.73% | 50.51% | 52.31% | 54.09% | 55.81% | 57.36% | 58.82% | 60.25% | 61.67% | 63.08% | 64.29% | 65.29% | 66.24% | 67.18% | 68.1% | 69% | 69.84% | 70.64% | 71.39% | 72.09% | 72.76% | 73.42% | 74.07% | 74.71% | 75.35% | 75.88% | 76.3% | 76.71% | 77.12% | 77.53% | 77.8% | 77.92% | 78.04% | 78.16% | 78.28% | 78.4% | 78.53% | 78.66% | 78.79% | 78.93% | 79.07% | 79.21% | 79.35% | 79.49% | 79.62% | 79.76% | 79.89% | 80.02% | 80.15% | 80.28% | 80.41% | 80.53% | 80.66% | 80.78% | 80.9% | 80.99% | 81.05% | 81.11% | 81.17% | 81.22%
44FP | Total Household Metering penetration (incl. voids) | (34FP) / (34FP + 34.7FP + 35FP + 35.1FP) | % | 1 | #DIV/0! | #DIV/0! | 40.65% | 41.89% | 43.49% | 45.19% | 46.89% | 48.6% | 50.34% | 52.07% | 53.73% | 55.22% | 56.63% | 58.02% | 59.39% | 60.75% | 61.92% | 62.89% | 63.81% | 64.72% | 65.61% | 66.47% | 67.29% | 68.06% | 68.79% | 69.47% | 70.12% | 70.76% | 71.39% | 72.01% | 72.63% | 73.14% | 73.54% | 73.94% | 74.34% | 74.74% | 75% | 75.11% | 75.23% | 75.35% | 75.46% | 75.58% | 75.71% | 75.83% | 75.96% | 76.09% | 76.23% | 76.36% | 76.5% | 76.63% | 76.77% | 76.9% | 77.03% | 77.15% | 77.28% | 77.4% | 77.53% | 77.65% | 77.77% | 77.89% | 78.01% | 78.09% | 78.15% | 78.2% | 78.26% | 78.32%
45FP | Distribution input | sum (12FP:15FP) + 21FP + 22FP + 27FP + 28FP | Ml/d | 2 | 0 | 0 | 800.8702 | 771.4925 | 773.3907 | 772.6996 | 773.076 | 772.685 | 767.0514 | 764.1505 | 764.0351 | 755.7242 | 747.5095 | 739.2168 | 730.0427 | 721.0434 | 713.1242 | 705.4907 | 697.5505 | 690.9891 | 684.4309 | 677.1063 | 670.1366 | 663.2387 | 657.6688 | 654.7968 | 652.0288 | 649.3666 | 645.7208 | 642.934 | 640.0233 | 637.4942 | 637.3848 | 637.1459 | 636.8353 | 636.6185 | 636.5171 | 636.7208 | 636.9098 | 637.2059 | 637.4995 | 637.85 | 638.1868 | 638.6084 | 639.0918 | 639.6134 | 640.1726 | 640.7679 | 641.3875 | 641.9906 | 642.6321 | 643.2463 | 643.8243 | 644.355 | 644.9306 | 645.527 | 646.1161 | 646.6928 | 647.2606 | 647.8443 | 648.4458 | 649.101 | 649.7576 | 650.5525 | 651.3043 | 652.0613
46FP | Target headroom (climate change component) | Input | Ml/d | 2 |  |  | 0 | 0 | 0 | 0 | 0 | 0 | 0 | 0 | 0 | 0 | 0 | 0 | 0 | 0 | 0 | 0 | 0 | 0 | 0 | 0 | 0 | 0 | 0 | 0 | 0 | 0 | 0 | 0 | 0 | 0 | 0 | 0 | 0 | 0 | 0 | 0 | 0 | 0 | 0 | 0 | 0 | 0 | 0 | 0 | 0 | 0 | 0 | 0 | 0 | 0 | 0 | 0 | 0 | 0 | 0 | 0 | 0 | 0 | 0 | 0 | 0 | 0 | 0 | 0
47FP | Target headroom (All other components) | Input | Ml/d | 2 |  |  | 12.6243 | 12.6243 | 12.7039 | 12.6908 | 12.7664 | 12.4322 | 11.9328 | 11.6202 | 11.2295 | 10.7843 | 10.4631 | 10.1325 | 9.8473 | 9.5697 | 9.25 | 8.957 | 8.6451 | 8.388 | 8.0082 | 7.8665 | 7.545 | 7.2905 | 7.0183 | 6.7635 | 6.4772 | 6.3216 | 5.8697 | 5.8063 | 5.5878 | 5.3894 | 5.3894 | 5.3894 | 5.3894 | 5.3894 | 5.3894 | 5.3894 | 5.3894 | 5.3894 | 5.3894 | 5.3894 | 5.3894 | 5.3894 | 5.3894 | 5.3894 | 5.3894 | 5.3894 | 5.3894 | 5.3894 | 5.3894 | 5.3894 | 5.3894 | 5.3894 | 5.3894 | 5.3894 | 5.3894 | 5.3894 | 5.3894 | 5.3894 | 5.3894 | 5.3894 | 5.3894 | 5.3894 | 5.3894 | 5.3894
48FP | Target Headroom | 46FP + 47FP | Ml/d | 2 | 0 | 0 | 12.6243 | 12.6243 | 12.7039 | 12.6908 | 12.7664 | 12.4322 | 11.9328 | 11.6202 | 11.2295 | 10.7843 | 10.4631 | 10.1325 | 9.8473 | 9.5697 | 9.25 | 8.957 | 8.6451 | 8.388 | 8.0082 | 7.8665 | 7.545 | 7.2905 | 7.0183 | 6.7635 | 6.4772 | 6.3216 | 5.8697 | 5.8063 | 5.5878 | 5.3894 | 5.3894 | 5.3894 | 5.3894 | 5.3894 | 5.3894 | 5.3894 | 5.3894 | 5.3894 | 5.3894 | 5.3894 | 5.3894 | 5.3894 | 5.3894 | 5.3894 | 5.3894 | 5.3894 | 5.3894 | 5.3894 | 5.3894 | 5.3894 | 5.3894 | 5.3894 | 5.3894 | 5.3894 | 5.3894 | 5.3894 | 5.3894 | 5.3894 | 5.3894 | 5.3894 | 5.3894 | 5.3894 | 5.3894 | 5.3894
49FP | Available Headroom | 11FP - 45FP | Ml/d | 2 | 0 | 0 | -12.7918 | 16.4857 | 14.5875 | 15.2786 | 14.9023 | 15.2932 | 20.9268 | 23.8277 | 23.9431 | 32.254 | 40.4687 | 48.7615 | 57.9355 | 66.9348 | 74.854 | 82.4876 | 90.4277 | 96.9891 | 103.5473 | 110.8719 | 117.8416 | 124.7395 | 130.3094 | 133.1814 | 135.9494 | 138.6117 | 142.2574 | 145.0442 | 147.9549 | 150.484 | 150.5934 | 150.8323 | 151.143 | 151.3597 | 151.4611 | 151.2574 | 151.0684 | 150.7724 | 150.4788 | 150.1282 | 149.7915 | 149.3698 | 148.8864 | 148.3648 | 147.8056 | 147.2103 | 146.5907 | 145.9876 | 145.3461 | 144.7319 | 144.1539 | 143.6232 | 143.0476 | 142.4512 | 141.8621 | 141.2854 | 140.7176 | 140.1339 | 139.5324 | 138.8772 | 138.2207 | 137.4257 | 136.674 | 135.9169
49.1FP | Available non-potable balance (if applicable) | 1.1FP - 12.1FP | Ml/d | 2 | 0 | 0 | 22.6942 | 22.6942 | 22.6942 | 20.3442 | 43.1842 | 11.1842 | -0.79079 | 40.2092 | 11.2092 | 11.2092 | 11.2092 | 11.2092 | 11.2092 | 11.2092 | 11.2092 | 11.2092 | 11.2092 | 11.2092 | 11.2092 | 11.2092 | 11.2092 | 11.2092 | 11.2092 | 11.2092 | 11.2092 | 11.2092 | 11.2092 | 11.2092 | 11.2092 | 11.2092 | 11.2092 | 11.2092 | 11.2092 | 11.2092 | 11.2092 | 11.2092 | 11.2092 | 11.2092 | 11.2092 | 11.2092 | 11.2092 | 11.2092 | 11.2092 | 11.2092 | 11.2092 | 11.2092 | 11.2092 | 11.2092 | 11.2092 | 11.2092 | 11.2092 | 11.2092 | 11.2092 | 11.2092 | 11.2092 | 11.2092 | 11.2092 | 11.2092 | 11.2092 | 11.2092 | 11.2092 | 11.2092 | 11.2092 | 11.2092
50FP | Supply Demand Balance | 49FP - 48FP | Ml/d | 2 | 0 | 0 | -25.4161 | 3.8614 | 1.8836 | 2.5879 | 2.1359 | 2.861 | 8.9941 | 12.2075 | 12.7136 | 21.4697 | 30.0056 | 38.629 | 48.0882 | 57.3651 | 65.604 | 73.5306 | 81.7826 | 88.6011 | 95.5391 | 103.0055 | 110.2966 | 117.449 | 123.2911 | 126.4179 | 129.4722 | 132.2901 | 136.3877 | 139.238 | 142.3671 | 145.0947 | 145.204 | 145.4429 | 145.7536 | 145.9703 | 146.0717 | 145.868 | 145.6791 | 145.383 | 145.0894 | 144.7388 | 144.4021 | 143.9805 | 143.497 | 142.9755 | 142.4162 | 141.8209 | 141.2013 | 140.5982 | 139.9567 | 139.3425 | 138.7645 | 138.2338 | 137.6583 | 137.0618 | 136.4727 | 135.8961 | 135.3282 | 134.7445 | 134.1431 | 133.4878 | 132.8313 | 132.0364 | 131.2846 | 130.5275
Data for Charts
DYAA Baseline |  |  |  |  | 2019-20 | 2020-21 | 2021-22 | 2022-23 | 2023-24 | 2024-25 | 2025-26 | 2026-27 | 2027-28 | 2028-29 | 2029-30 | 2030-31 | 2031-32 | 2032-33 | 2033-34 | 2034-35 | 2035-36 | 2036-37 | 2037-38 | 2038-39 | 2039-40 | 2040-41 | 2041-42 | 2042-43 | 2043-44 | 2044-45 | 2045-46 | 2046-47 | 2047-48 | 2048-49 | 2049-50 | 2050-51 | 2051-52 | 2052-53 | 2053-54 | 2054-55 | 2055-56 | 2056-57 | 2057-58 | 2058-59 | 2059-60 | 2060-61 | 2061-62 | 2062-63 | 2063-64 | 2064-65 | 2065-66 | 2066-67 | 2067-68 | 2068-69 | 2069-70 | 2070-71 | 2071-72 | 2072-73 | 2073-74 | 2074-75 | 2075-76 | 2076-77 | 2077-78 | 2078-79 | 2079-80 | 2080-81 | 2081-82 | 2082-83 | 2083-84 | 2084-85 | 2085-86 | 2086-87 | 2087-88 | 2088-89 | 2089-90 | 2090-91 | 2091-92 | 2092-93 | 2093-94 | 2094-95 | 2095-96 | 2096-97 | 2097-98 | 2098-99 | 2099-100
| Measured HH consumption |  | Ml/d | 2 | 0 | 0 | 135.1903 | 137.3266 | 141.5872 | 146.1169 | 150.2644 | 156.2471 | 162.288 | 168.3209 | 174.0121 | 178.6724 | 182.8751 | 187.1127 | 191.4637 | 195.8969 | 200.3922 | 204.829 | 209.0766 | 213.346 | 217.6208 | 221.6396 | 225.6517 | 229.555 | 233.3143 | 236.9671 | 240.5246 | 244.0529 | 247.5411 | 251.0622 | 254.5196 | 254.2061 | 256.5184 | 258.8428 | 261.132 | 263.4565 | 265.2276 | 266.506 | 267.7847 | 269.1169 | 270.4401 | 271.7811 | 273.1006 | 274.4718 | 275.854 | 277.2359 | 278.6258 | 280.0323 | 281.4544 | 282.8699 | 284.2982 | 285.7071 | 287.0874 | 288.4657 | 289.8787 | 291.3096 | 292.7327 | 294.1411 | 295.5464 | 296.9565 | 298.3663 | 299.6351 | 300.7326 | 301.8779 | 302.9991 | 304.1171
| Unmeasured HH consumption |  | Ml/d | 2 | 0 | 0 | 289.1706 | 277.9176 | 268.8297 | 259.3192 | 250.6942 | 245.5705 | 240.4178 | 235.2569 | 230.0663 | 225.5041 | 221.6279 | 217.7371 | 213.7968 | 209.8977 | 206.0245 | 202.1517 | 198.2226 | 194.3308 | 190.4226 | 186.6379 | 183.0484 | 179.643 | 176.372 | 173.2536 | 170.271 | 167.3916 | 164.4949 | 161.5964 | 158.6242 | 156.0605 | 153.8651 | 151.7303 | 149.5686 | 147.4382 | 145.9306 | 145.1488 | 144.3647 | 143.6187 | 142.8701 | 142.1322 | 141.3909 | 140.6595 | 139.9374 | 139.224 | 138.5188 | 137.8211 | 137.1306 | 136.434 | 135.7609 | 135.0845 | 134.4121 | 133.7098 | 133.0147 | 132.3268 | 131.6461 | 130.9725 | 130.3059 | 129.6463 | 128.9935 | 128.5206 | 128.2002 | 127.9431 | 127.665 | 127.3933
| Non-HH consumption |  | Ml/d | 2 | 0 | 0 | 128.5251 | 124.2154 | 136.4666 | 146.3411 | 159.4485 | 174.0447 | 176.503 | 181.7051 | 190.0592 | 190.638 | 191.015 | 191.2612 | 191.5989 | 191.9275 | 191.8311 | 191.7251 | 191.5622 | 191.3874 | 191.2179 | 190.9895 | 190.8577 | 190.6782 | 190.5065 | 190.345 | 190.2262 | 190.0938 | 189.0453 | 188.8447 | 188.6837 | 188.5311 | 188.3614 | 187.9906 | 187.6112 | 187.2291 | 186.8402 | 186.4514 | 186.0583 | 185.6718 | 185.2951 | 184.9244 | 184.5615 | 184.2088 | 183.8697 | 183.5369 | 183.206 | 182.8763 | 182.5519 | 182.2371 | 181.9248 | 181.6162 | 181.304 | 180.9884 | 180.6751 | 180.3621 | 180.0506 | 179.7384 | 179.4222 | 179.1085 | 178.7984 | 178.4874 | 178.1788 | 177.8688 | 177.5601 | 177.2519
| Total Leakage |  | Ml/d | 2 | 0 | 0 | 129.0203 | 121.0365 | 117.0463 | 113.0561 | 113.0561 | 113.0561 | 113.0561 | 113.0561 | 113.0561 | 113.0561 | 113.0561 | 113.0561 | 113.0561 | 113.0561 | 113.0561 | 113.0561 | 113.0561 | 113.0561 | 113.0561 | 113.0561 | 113.0561 | 113.0561 | 113.0561 | 113.0561 | 113.0561 | 113.0561 | 113.0561 | 113.0561 | 113.0561 | 113.0561 | 113.0561 | 113.0561 | 113.0561 | 113.0561 | 113.0561 | 113.0561 | 113.0561 | 113.0561 | 113.0561 | 113.0561 | 113.0561 | 113.0561 | 113.0561 | 113.0561 | 113.0561 | 113.0561 | 113.0561 | 113.0561 | 113.0561 | 113.0561 | 113.0561 | 113.0561 | 113.0561 | 113.0561 | 113.0561 | 113.0561 | 113.0561 | 113.0561 | 113.0561 | 113.0561 | 113.0561 | 113.0561 | 113.0561 | 113.0561
| Other demand components |  | Ml/d | 2 | 0 | 0 | 24.2163 | 24.3059 | 24.3005 | 24.2957 | 24.3595 | 24.3522 | 24.3447 | 24.3371 | 24.3308 | 24.3256 | 24.3201 | 24.3147 | 24.3092 | 24.3038 | 24.2987 | 24.294 | 24.2893 | 24.2848 | 24.2805 | 24.2763 | 24.2721 | 24.2681 | 24.2642 | 24.2604 | 24.2568 | 24.2534 | 24.2501 | 24.2471 | 24.2442 | 24.2416 | 24.24 | 24.2386 | 24.2372 | 24.2357 | 24.2336 | 24.2312 | 24.2287 | 24.2263 | 24.2238 | 24.221 | 24.2181 | 24.2151 | 24.2117 | 24.2082 | 24.2044 | 24.2005 | 24.1966 | 24.1927 | 24.1889 | 24.1852 | 24.1815 | 24.1779 | 24.1743 | 24.1708 | 24.1674 | 24.1641 | 24.1608 | 24.1576 | 24.1543 | 24.1508 | 24.1471 | 24.1434 | 24.1395 | 24.1356
| Total Water Available for use |  | Ml/d | 2 | 0 | 0 | 724.1163 | 723.3762 | 722.7325 | 722.0852 | 721.4342 | 720.7797 | 720.1217 | 710.4604 | 709.7958 | 709.1279 | 708.457 | 707.7829 | 707.1058 | 706.4258 | 705.7428 | 705.057 | 704.3684 | 703.677 | 702.9829 | 702.2862 | 701.5869 | 700.8849 | 700.1805 | 699.4736 | 698.7642 | 698.0524 | 697.3382 | 696.6216 | 695.9028 | 695.1817 | 694.4583 | 693.7327 | 693.005 | 692.2751 | 691.543 | 690.8089 | 690.0726 | 689.3343 | 688.594 | 687.8517 | 687.1075 | 686.3612 | 685.6131 | 684.863 | 684.111 | 683.3572 | 682.6015 | 681.844 | 681.0847 | 680.3236 | 679.5607 | 678.7961 | 678.0298 | 677.2617 | 676.4919 | 675.7205 | 674.9473 | 674.1726 | 673.3961 | 672.6181 | 671.8385 | 671.0573 | 670.2744 | 669.4901
| Total Demand + Target Headroom |  | Ml/d | 2 | 0 | 0 | 712.9604 | 691.6398 | 695.5609 | 696.9587 | 706.0058 | 720.8991 | 723.5527 | 728.9382 | 737.2538 | 737.4118 | 737.1703 | 737.2253 | 737.598 | 737.8572 | 737.9471 | 737.9765 | 737.777 | 737.6669 | 737.5719 | 737.1661 | 737.5387 | 737.833 | 737.9997 | 738.3747 | 738.7171 | 739.2045 | 738.7232 | 739.0727 | 739.2567 | 736.3452 | 736.2908 | 736.1082 | 735.8549 | 735.6653 | 735.5378 | 735.6432 | 735.7422 | 735.9395 | 736.1349 | 736.3646 | 736.577 | 736.8609 | 737.1787 | 737.5109 | 737.8608 | 738.236 | 738.6393 | 739.0396 | 739.4786 | 739.8988 | 740.2909 | 740.6477 | 741.0487 | 741.4752 | 741.9026 | 742.3219 | 742.7412 | 743.1747 | 743.6183 | 744.0998 | 744.5646 | 745.139 | 745.6695 | 746.2038
DYAA Final Plan |  |  |  |  | 2019-20 | 2020-21 | 2021-22 | 2022-23 | 2023-24 | 2024-25 | 2025-26 | 2026-27 | 2027-28 | 2028-29 | 2029-30 | 2030-31 | 2031-32 | 2032-33 | 2033-34 | 2034-35 | 2035-36 | 2036-37 | 2037-38 | 2038-39 | 2039-40 | 2040-41 | 2041-42 | 2042-43 | 2043-44 | 2044-45 | 2045-46 | 2046-47 | 2047-48 | 2048-49 | 2049-50 | 2050-51 | 2051-52 | 2052-53 | 2053-54 | 2054-55 | 2055-56 | 2056-57 | 2057-58 | 2058-59 | 2059-60 | 2060-61 | 2061-62 | 2062-63 | 2063-64 | 2064-65 | 2065-66 | 2066-67 | 2067-68 | 2068-69 | 2069-70 | 2070-71 | 2071-72 | 2072-73 | 2073-74 | 2074-75 | 2075-76 | 2076-77 | 2077-78 | 2078-79 | 2079-80 | 2080-81 | 2081-82 | 2082-83 | 2083-84 | 2084-85 | 2085-86 | 2086-87 | 2087-88 | 2088-89 | 2089-90 | 2090-91 | 2091-92 | 2092-93 | 2093-94 | 2094-95 | 2095-96 | 2096-97 | 2097-98 | 2098-99 | 2099-100
| Measured HH consumption |  | Ml/d | 2 | 0 | 0 | 135.1903 | 137.3266 | 141.5872 | 146.1169 | 148.9573 | 152.9057 | 157.2292 | 161.5152 | 165.3891 | 168.5751 | 171.5198 | 174.4195 | 176.9118 | 179.3904 | 182.0011 | 183.9388 | 185.6069 | 187.2299 | 188.7812 | 190.0666 | 191.3327 | 192.4756 | 194.0738 | 196.8494 | 199.5315 | 202.1935 | 204.8041 | 207.4166 | 209.9489 | 210.2679 | 212.1718 | 214.0803 | 215.9608 | 217.8965 | 219.4147 | 220.5758 | 221.7314 | 222.9395 | 224.1409 | 225.3781 | 226.6009 | 227.881 | 229.1952 | 230.5301 | 231.8895 | 233.2729 | 234.6666 | 236.0439 | 237.4309 | 238.7948 | 240.1271 | 241.4504 | 242.8045 | 244.1704 | 245.5225 | 246.8582 | 248.1839 | 249.5153 | 250.8534 | 252.0861 | 253.1904 | 254.3575 | 255.5065 | 256.654
| Unmeasured HH consumption |  | Ml/d | 2 | 0 | 0 | 289.1706 | 277.9176 | 268.8297 | 259.3192 | 248.5354 | 235.1106 | 226.943 | 218.8012 | 210.7444 | 203.2247 | 196.1701 | 189.1997 | 181.8211 | 174.6038 | 168.5243 | 163.166 | 157.8559 | 152.6734 | 147.5555 | 142.6535 | 137.9779 | 133.5131 | 129.6924 | 126.9505 | 124.3447 | 121.8538 | 119.3558 | 116.8647 | 114.3155 | 112.0974 | 110.3767 | 108.7094 | 107.017 | 105.3518 | 104.1734 | 103.5736 | 102.9705 | 102.4 | 101.8259 | 101.2599 | 100.6898 | 100.1273 | 99.572 | 99.0237 | 98.4817 | 97.9457 | 97.4156 | 96.8794 | 96.3633 | 95.8435 | 95.3266 | 94.7827 | 94.2444 | 93.7119 | 93.1849 | 92.6634 | 92.1474 | 91.6369 | 91.1316 | 90.7686 | 90.5242 | 90.3345 | 90.1258 | 89.9225
| Non-HH consumption |  | Ml/d | 2 | 0 | 0 | 128.5251 | 124.2154 | 136.4666 | 146.3411 | 158.5564 | 172.0815 | 173.4321 | 177.5267 | 184.7736 | 183.9493 | 182.9235 | 181.7672 | 180.7026 | 179.6292 | 178.0804 | 176.702 | 175.2668 | 175.1042 | 174.947 | 174.7342 | 174.6182 | 174.4545 | 174.2988 | 174.1533 | 174.0506 | 173.9344 | 172.9023 | 172.7181 | 172.5737 | 172.4234 | 172.2548 | 171.8849 | 171.5066 | 171.1254 | 170.7375 | 170.3498 | 169.9577 | 169.5722 | 169.1965 | 168.8268 | 168.465 | 168.1132 | 167.7752 | 167.4434 | 167.1135 | 166.7848 | 166.4614 | 166.1476 | 165.8363 | 165.5287 | 165.2175 | 164.9029 | 164.5906 | 164.2785 | 163.9679 | 163.6567 | 163.3415 | 163.0288 | 162.7196 | 162.4096 | 162.102 | 161.793 | 161.4852 | 161.178
| Total Leakage |  | Ml/d | 2 | 0 | 0 | 129.0203 | 121.0365 | 117.0463 | 113.0561 | 111.2137 | 109.3714 | 107.529 | 105.6866 | 103.8443 | 102.0019 | 100.1595 | 98.3172 | 96.4748 | 94.6324 | 92.7901 | 90.9477 | 89.1053 | 87.263 | 85.4206 | 82.9083 | 80.3959 | 77.8836 | 75.3713 | 72.8589 | 70.3466 | 67.8342 | 65.3219 | 62.8096 | 60.2972 | 60.2972 | 60.2972 | 60.2972 | 60.2972 | 60.2972 | 60.2972 | 60.2972 | 60.2972 | 60.2972 | 60.2972 | 60.2972 | 60.2972 | 60.2972 | 60.2972 | 60.2972 | 60.2972 | 60.2972 | 60.2972 | 60.2972 | 60.2972 | 60.2972 | 60.2972 | 60.2972 | 60.2972 | 60.2972 | 60.2972 | 60.2972 | 60.2972 | 60.2972 | 60.2972 | 60.2972 | 60.2972 | 60.2972 | 60.2972 | 60.2972
| Other demand components |  | Ml/d | 2 | 0 | 0 | 24.2163 | 24.3059 | 24.3005 | 24.2957 | 24.3603 | 24.3547 | 24.349 | 24.3435 | 24.3391 | 24.3361 | 24.3329 | 24.3298 | 24.3267 | 24.3236 | 24.3197 | 24.3149 | 24.3102 | 24.3057 | 24.3014 | 24.2972 | 24.2931 | 24.289 | 24.2851 | 24.2814 | 24.2777 | 24.2743 | 24.271 | 24.268 | 24.2651 | 24.2625 | 24.2609 | 24.2595 | 24.2581 | 24.2565 | 24.2545 | 24.252 | 24.2496 | 24.2472 | 24.2446 | 24.2419 | 24.239 | 24.2359 | 24.2326 | 24.229 | 24.2253 | 24.2214 | 24.2174 | 24.2136 | 24.2097 | 24.206 | 24.2024 | 24.1987 | 24.1952 | 24.1917 | 24.1882 | 24.1849 | 24.1817 | 24.1784 | 24.1751 | 24.1716 | 24.168 | 24.1642 | 24.1603 | 24.1564
| Total Water Available for use |  | Ml/d | 2 | 0 | 0 | 748.1163 | 747.3762 | 746.7325 | 746.0852 | 745.4342 | 744.7797 | 744.1217 | 734.4604 | 733.7958 | 733.1279 | 732.457 | 731.7829 | 731.1058 | 730.4258 | 729.7428 | 729.057 | 728.3684 | 727.677 | 726.9829 | 726.2862 | 725.5869 | 724.8849 | 724.1805 | 723.4736 | 722.7642 | 722.0524 | 721.3382 | 720.6216 | 719.9028 | 719.1817 | 718.4583 | 717.7327 | 717.005 | 716.2751 | 715.543 | 714.8089 | 714.0726 | 713.3343 | 712.594 | 711.8517 | 711.1075 | 710.3612 | 709.6131 | 708.863 | 708.111 | 707.3572 | 706.6015 | 705.844 | 705.0847 | 704.3236 | 703.5607 | 702.7961 | 702.0298 | 701.2617 | 700.4919 | 699.7205 | 698.9473 | 698.1726 | 697.3961 | 696.6181 | 695.8385 | 695.0573 | 694.2744 | 693.4901
| Total Demand + Target Headroom |  | Ml/d | 2 | 0 | 0 | 712.9604 | 691.6398 | 695.5609 | 696.9587 | 699.8062 | 701.4523 | 696.4255 | 694.1352 | 694.8197 | 687.3027 | 679.3819 | 671.7768 | 663.6103 | 655.3545 | 648.0599 | 640.99 | 633.7153 | 627.838 | 621.9797 | 615.2265 | 609.2703 | 603.2484 | 598.2079 | 595.5859 | 592.9335 | 590.447 | 586.9908 | 584.3431 | 581.5293 | 579.5983 | 579.6111 | 579.4812 | 579.2895 | 579.1772 | 579.127 | 579.2982 | 579.4563 | 579.7059 | 579.9549 | 580.2536 | 580.5417 | 580.9044 | 581.322 | 581.7732 | 582.257 | 582.7717 | 583.3079 | 583.8315 | 584.3872 | 584.92 | 585.4206 | 585.8817 | 586.3817 | 586.8994 | 587.4105 | 587.9103 | 588.4015 | 588.9063 | 589.4267 | 589.9829 | 590.5315 | 591.1962 | 591.8249 | 592.4579
DYCP Baseline |  |  |  |  | 2019-20 | 2020-21 | 2021-22 | 2022-23 | 2023-24 | 2024-25 | 2025-26 | 2026-27 | 2027-28 | 2028-29 | 2029-30 | 2030-31 | 2031-32 | 2032-33 | 2033-34 | 2034-35 | 2035-36 | 2036-37 | 2037-38 | 2038-39 | 2039-40 | 2040-41 | 2041-42 | 2042-43 | 2043-44 | 2044-45 | 2045-46 | 2046-47 | 2047-48 | 2048-49 | 2049-50 | 2050-51 | 2051-52 | 2052-53 | 2053-54 | 2054-55 | 2055-56 | 2056-57 | 2057-58 | 2058-59 | 2059-60 | 2060-61 | 2061-62 | 2062-63 | 2063-64 | 2064-65 | 2065-66 | 2066-67 | 2067-68 | 2068-69 | 2069-70 | 2070-71 | 2071-72 | 2072-73 | 2073-74 | 2074-75 | 2075-76 | 2076-77 | 2077-78 | 2078-79 | 2079-80 | 2080-81 | 2081-82 | 2082-83 | 2083-84 | 2084-85 | 2085-86 | 2086-87 | 2087-88 | 2088-89 | 2089-90 | 2090-91 | 2091-92 | 2092-93 | 2093-94 | 2094-95 | 2095-96 | 2096-97 | 2097-98 | 2098-99 | 2099-100
| Measured HH consumption |  | Ml/d | 2 | 0 | 0 | 155.2206 | 157.664 | 162.5614 | 167.7684 | 172.5283 | 179.3963 | 186.3309 | 193.2564 | 199.7897 | 205.1394 | 209.9638 | 214.8283 | 219.8231 | 224.9126 | 230.0733 | 235.167 | 240.0434 | 244.9448 | 249.8526 | 254.4663 | 259.0727 | 263.5541 | 267.8702 | 272.0643 | 276.149 | 280.2001 | 284.2053 | 288.2484 | 292.2183 | 291.8546 | 294.5098 | 297.1792 | 299.808 | 302.4774 | 304.5112 | 305.9795 | 307.4479 | 308.978 | 310.4977 | 312.0378 | 313.553 | 315.1276 | 316.7148 | 318.3015 | 319.8973 | 321.5122 | 323.1449 | 324.7701 | 326.41 | 328.0278 | 329.6126 | 331.1951 | 332.8176 | 334.4606 | 336.0947 | 337.7119 | 339.3257 | 340.9449 | 342.5638 | 344.0208 | 345.281 | 346.596 | 347.8833 | 349.167
| Unmeasured HH consumption |  | Ml/d | 2 | 0 | 0 | 357.5528 | 343.6387 | 332.4018 | 320.6423 | 309.9776 | 303.6423 | 297.2711 | 290.8897 | 284.4717 | 278.8307 | 274.0378 | 269.227 | 264.3549 | 259.5337 | 254.7446 | 249.9559 | 245.0977 | 240.2856 | 235.4532 | 230.7734 | 226.3352 | 222.1244 | 218.08 | 214.2241 | 210.5362 | 206.9759 | 203.3942 | 199.8103 | 196.1352 | 192.9652 | 190.2507 | 187.611 | 184.9381 | 182.304 | 180.4399 | 179.4731 | 178.5037 | 177.5812 | 176.6557 | 175.7432 | 174.8267 | 173.9222 | 173.0294 | 172.1473 | 171.2753 | 170.4126 | 169.5589 | 168.6975 | 167.8653 | 167.0289 | 166.1975 | 165.3291 | 164.4696 | 163.6191 | 162.7774 | 161.9444 | 161.1202 | 160.3046 | 159.4976 | 158.9128 | 158.5167 | 158.1988 | 157.8548 | 157.519
| Non-HH consumption |  | Ml/d | 2 | 0 | 0 | 134.8601 | 124.8474 | 137.0807 | 146.9371 | 160.0644 | 174.6634 | 177.1246 | 182.3296 | 190.6865 | 191.2682 | 191.6481 | 191.8971 | 192.2378 | 192.5693 | 192.4757 | 192.3726 | 192.2126 | 192.0407 | 191.8741 | 191.6485 | 191.5196 | 191.343 | 191.1742 | 191.0155 | 190.8995 | 190.77 | 189.7244 | 189.5267 | 189.3686 | 189.2188 | 189.0519 | 188.6839 | 188.3074 | 187.928 | 187.5419 | 187.156 | 186.7657 | 186.382 | 186.0081 | 185.6402 | 185.2802 | 184.9302 | 184.594 | 184.264 | 183.9359 | 183.609 | 183.2874 | 182.9755 | 182.6659 | 182.36 | 182.0506 | 181.7377 | 181.4271 | 181.1168 | 180.808 | 180.4985 | 180.185 | 179.874 | 179.5666 | 179.2584 | 178.9524 | 178.6452 | 178.3391 | 178.0336
| Total Leakage |  | Ml/d | 2 | 0 | 0 | 129.0203 | 121.0365 | 117.0463 | 113.0561 | 113.0561 | 113.0561 | 113.0561 | 113.0561 | 113.0561 | 113.0561 | 113.0561 | 113.0561 | 113.0561 | 113.0561 | 113.0561 | 113.0561 | 113.0561 | 113.0561 | 113.0561 | 113.0561 | 113.0561 | 113.0561 | 113.0561 | 113.0561 | 113.0561 | 113.0561 | 113.0561 | 113.0561 | 113.0561 | 113.0561 | 113.0561 | 113.0561 | 113.0561 | 113.0561 | 113.0561 | 113.0561 | 113.0561 | 113.0561 | 113.0561 | 113.0561 | 113.0561 | 113.0561 | 113.0561 | 113.0561 | 113.0561 | 113.0561 | 113.0561 | 113.0561 | 113.0561 | 113.0561 | 113.0561 | 113.0561 | 113.0561 | 113.0561 | 113.0561 | 113.0561 | 113.0561 | 113.0561 | 113.0561 | 113.0561 | 113.0561 | 113.0561 | 113.0561 | 113.0561
| Other demand components |  | Ml/d | 2 | 0 | 0 | 24.2163 | 24.3059 | 24.3005 | 24.2957 | 24.3595 | 24.3522 | 24.3447 | 24.3371 | 24.3308 | 24.3256 | 24.3201 | 24.3147 | 24.3092 | 24.3038 | 24.2987 | 24.294 | 24.2893 | 24.2848 | 24.2805 | 24.2763 | 24.2721 | 24.2681 | 24.2642 | 24.2604 | 24.2568 | 24.2534 | 24.2501 | 24.2471 | 24.2442 | 24.2416 | 24.24 | 24.2386 | 24.2372 | 24.2357 | 24.2336 | 24.2312 | 24.2287 | 24.2263 | 24.2238 | 24.221 | 24.2181 | 24.2151 | 24.2117 | 24.2082 | 24.2044 | 24.2005 | 24.1966 | 24.1927 | 24.1889 | 24.1852 | 24.1815 | 24.1779 | 24.1743 | 24.1708 | 24.1674 | 24.1641 | 24.1608 | 24.1576 | 24.1543 | 24.1508 | 24.1471 | 24.1434 | 24.1395 | 24.1356
| Total Water Available for use |  | Ml/d | 2 | 0 | 0 | 788.0784 | 787.9782 | 787.9782 | 787.9782 | 787.9782 | 787.9782 | 787.9782 | 787.9782 | 787.9782 | 787.9782 | 787.9782 | 787.9782 | 787.9782 | 787.9782 | 787.9782 | 787.9782 | 787.9782 | 787.9782 | 787.9782 | 787.9782 | 787.9782 | 787.9782 | 787.9782 | 787.9782 | 787.9782 | 787.9782 | 787.9782 | 787.9782 | 787.9782 | 787.9782 | 787.9782 | 787.9782 | 787.9782 | 787.9782 | 787.9782 | 787.9782 | 787.9782 | 787.9782 | 787.9782 | 787.9782 | 787.9782 | 787.9782 | 787.9782 | 787.9782 | 787.9782 | 787.9782 | 787.9782 | 787.9782 | 787.9782 | 787.9782 | 787.9782 | 787.9782 | 787.9782 | 787.9782 | 787.9782 | 787.9782 | 787.9782 | 787.9782 | 787.9782 | 787.9782 | 787.9782 | 787.9782 | 787.9782 | 787.9782
| Total Demand + Target Headroom |  | Ml/d | 2 | 0 | 12.6243 | 813.4945 | 784.1964 | 786.0815 | 785.466 | 792.4181 | 807.043 | 809.7476 | 815.0985 | 823.1191 | 823.0829 | 823.1583 | 823.1705 | 823.3507 | 823.6254 | 823.6054 | 823.4906 | 823.087 | 822.6201 | 822.383 | 821.7656 | 821.5462 | 821.364 | 821.2081 | 821.0977 | 821.2192 | 821.1252 | 820.4364 | 820.4763 | 820.4118 | 816.7257 | 816.498 | 816.1582 | 815.7362 | 815.3905 | 815.1721 | 815.2852 | 815.3915 | 815.6129 | 815.8307 | 816.0877 | 816.3234 | 816.6406 | 816.9954 | 817.3665 | 817.7584 | 818.1797 | 818.6332 | 819.0813 | 819.5756 | 820.0473 | 820.4877 | 820.8853 | 821.3341 | 821.8127 | 822.2929 | 822.7644 | 823.2373 | 823.7266 | 824.2277 | 824.7882 | 825.3427 | 826.0287 | 826.6622 | 827.3006
DYCP Final Plan |  |  |  |  | 2019-20 | 2020-21 | 2021-22 | 2022-23 | 2023-24 | 2024-25 | 2025-26 | 2026-27 | 2027-28 | 2028-29 | 2029-30 | 2030-31 | 2031-32 | 2032-33 | 2033-34 | 2034-35 | 2035-36 | 2036-37 | 2037-38 | 2038-39 | 2039-40 | 2040-41 | 2041-42 | 2042-43 | 2043-44 | 2044-45 | 2045-46 | 2046-47 | 2047-48 | 2048-49 | 2049-50 | 2050-51 | 2051-52 | 2052-53 | 2053-54 | 2054-55 | 2055-56 | 2056-57 | 2057-58 | 2058-59 | 2059-60 | 2060-61 | 2061-62 | 2062-63 | 2063-64 | 2064-65 | 2065-66 | 2066-67 | 2067-68 | 2068-69 | 2069-70 | 2070-71 | 2071-72 | 2072-73 | 2073-74 | 2074-75 | 2075-76 | 2076-77 | 2077-78 | 2078-79 | 2079-80 | 2080-81 | 2081-82 | 2082-83 | 2083-84 | 2084-85 | 2085-86 | 2086-87 | 2087-88 | 2088-89 | 2089-90 | 2090-91 | 2091-92 | 2092-93 | 2093-94 | 2094-95 | 2095-96 | 2096-97 | 2097-98 | 2098-99 | 2099-100
| Measured HH consumption |  | Ml/d | 2 | 0 | 0 | 155.2206 | 157.664 | 162.5614 | 167.7684 | 171.0287 | 175.5609 | 180.5244 | 185.4449 | 189.8926 | 193.5509 | 196.9323 | 200.2623 | 203.1243 | 205.9708 | 208.9702 | 211.1969 | 213.1143 | 214.98 | 216.7635 | 218.2436 | 219.7018 | 221.0189 | 222.8596 | 226.0541 | 229.1415 | 232.2061 | 235.2117 | 238.2198 | 241.1359 | 241.5008 | 243.6878 | 245.8801 | 248.0404 | 250.264 | 252.008 | 253.342 | 254.6697 | 256.0576 | 257.4378 | 258.8592 | 260.264 | 261.7345 | 263.2443 | 264.7778 | 266.3394 | 267.9285 | 269.5295 | 271.1117 | 272.705 | 274.2717 | 275.8022 | 277.3223 | 278.8779 | 280.447 | 282.0002 | 283.5347 | 285.0576 | 286.5871 | 288.1244 | 289.5405 | 290.8091 | 292.1499 | 293.4698 | 294.788
| Unmeasured HH consumption |  | Ml/d | 2 | 0 | 0 | 357.5528 | 343.6387 | 332.4018 | 320.6423 | 307.3083 | 290.7089 | 280.6098 | 270.5426 | 260.5806 | 251.2827 | 242.5598 | 233.9411 | 224.8176 | 215.8935 | 208.3764 | 201.751 | 195.1852 | 188.7771 | 182.449 | 176.3878 | 170.6065 | 165.0859 | 160.3617 | 156.9714 | 153.7494 | 150.6694 | 147.5807 | 144.5005 | 141.3485 | 138.6059 | 136.4783 | 134.4167 | 132.3241 | 130.265 | 128.808 | 128.0664 | 127.3207 | 126.6153 | 125.9054 | 125.2055 | 124.5006 | 123.8051 | 123.1186 | 122.4405 | 121.7704 | 121.1077 | 120.4522 | 119.7891 | 119.151 | 118.5083 | 117.8692 | 117.1966 | 116.5311 | 115.8726 | 115.2209 | 114.5762 | 113.9382 | 113.3069 | 112.6821 | 112.2333 | 111.9311 | 111.6965 | 111.4385 | 111.1871
| Non-HH consumption |  | Ml/d | 2 | 0 | 0 | 134.8601 | 124.8474 | 137.0807 | 146.9371 | 159.165 | 172.6892 | 174.0392 | 178.1329 | 185.3785 | 184.5526 | 183.525 | 182.3664 | 181.2993 | 180.223 | 178.6679 | 177.2801 | 175.8354 | 175.6633 | 175.4964 | 175.2695 | 175.1393 | 174.9613 | 174.7911 | 174.6311 | 174.5136 | 174.3826 | 173.3355 | 173.1362 | 172.9766 | 172.8278 | 172.6606 | 172.2923 | 171.9154 | 171.5358 | 171.1494 | 170.7632 | 170.3725 | 169.9886 | 169.6144 | 169.2462 | 168.8859 | 168.5356 | 168.1991 | 167.8688 | 167.5403 | 167.2132 | 166.8913 | 166.579 | 166.2692 | 165.963 | 165.6533 | 165.3401 | 165.0292 | 164.7186 | 164.4095 | 164.0997 | 163.7859 | 163.4746 | 163.167 | 162.8584 | 162.5522 | 162.2446 | 161.9383 | 161.6325
| Total Leakage |  | Ml/d | 2 | 0 | 0 | 129.0203 | 121.0365 | 117.0463 | 113.0561 | 111.2137 | 109.3714 | 107.529 | 105.6866 | 103.8443 | 102.0019 | 100.1595 | 98.3172 | 96.4748 | 94.6324 | 92.7901 | 90.9477 | 89.1053 | 87.263 | 85.4206 | 82.9083 | 80.3959 | 77.8836 | 75.3713 | 72.8589 | 70.3466 | 67.8342 | 65.3219 | 62.8096 | 60.2972 | 60.2972 | 60.2972 | 60.2972 | 60.2972 | 60.2972 | 60.2972 | 60.2972 | 60.2972 | 60.2972 | 60.2972 | 60.2972 | 60.2972 | 60.2972 | 60.2972 | 60.2972 | 60.2972 | 60.2972 | 60.2972 | 60.2972 | 60.2972 | 60.2972 | 60.2972 | 60.2972 | 60.2972 | 60.2972 | 60.2972 | 60.2972 | 60.2972 | 60.2972 | 60.2972 | 60.2972 | 60.2972 | 60.2972 | 60.2972 | 60.2972
| Other demand components |  | Ml/d | 2 | 0 | 0 | 24.2163 | 24.3059 | 24.3005 | 24.2957 | 24.3603 | 24.3547 | 24.349 | 24.3435 | 24.3391 | 24.3361 | 24.3329 | 24.3298 | 24.3267 | 24.3236 | 24.3197 | 24.3149 | 24.3102 | 24.3057 | 24.3014 | 24.2972 | 24.2931 | 24.289 | 24.2851 | 24.2814 | 24.2777 | 24.2743 | 24.271 | 24.268 | 24.2651 | 24.2625 | 24.2609 | 24.2595 | 24.2581 | 24.2565 | 24.2545 | 24.252 | 24.2496 | 24.2472 | 24.2446 | 24.2419 | 24.239 | 24.2359 | 24.2326 | 24.229 | 24.2253 | 24.2214 | 24.2174 | 24.2136 | 24.2097 | 24.206 | 24.2024 | 24.1987 | 24.1952 | 24.1917 | 24.1882 | 24.1849 | 24.1817 | 24.1784 | 24.1751 | 24.1716 | 24.168 | 24.1642 | 24.1603 | 24.1564
| Total Water Available for use |  | Ml/d | 2 | 0 | 0 | 788.0784 | 787.9782 | 787.9782 | 787.9782 | 787.9782 | 787.9782 | 787.9782 | 787.9782 | 787.9782 | 787.9782 | 787.9782 | 787.9782 | 787.9782 | 787.9782 | 787.9782 | 787.9782 | 787.9782 | 787.9782 | 787.9782 | 787.9782 | 787.9782 | 787.9782 | 787.9782 | 787.9782 | 787.9782 | 787.9782 | 787.9782 | 787.9782 | 787.9782 | 787.9782 | 787.9782 | 787.9782 | 787.9782 | 787.9782 | 787.9782 | 787.9782 | 787.9782 | 787.9782 | 787.9782 | 787.9782 | 787.9782 | 787.9782 | 787.9782 | 787.9782 | 787.9782 | 787.9782 | 787.9782 | 787.9782 | 787.9782 | 787.9782 | 787.9782 | 787.9782 | 787.9782 | 787.9782 | 787.9782 | 787.9782 | 787.9782 | 787.9782 | 787.9782 | 787.9782 | 787.9782 | 787.9782 | 787.9782 | 787.9782
| Total Demand + Target Headroom |  | Ml/d | 2 | 0 | 0 | 813.4945 | 784.1168 | 786.0946 | 785.3904 | 785.8424 | 785.1172 | 778.9841 | 775.7707 | 775.2646 | 766.5085 | 757.9726 | 749.3492 | 739.89 | 730.6131 | 722.3742 | 714.4476 | 706.1956 | 699.3771 | 692.4391 | 684.9728 | 677.6816 | 670.5292 | 664.6871 | 661.5603 | 658.506 | 655.6881 | 651.5905 | 648.7403 | 645.6111 | 642.8836 | 642.7742 | 642.5353 | 642.2246 | 642.0079 | 641.9065 | 642.1102 | 642.2992 | 642.5952 | 642.8888 | 643.2394 | 643.5761 | 643.9977 | 644.4812 | 645.0027 | 645.562 | 646.1573 | 646.7769 | 647.38 | 648.0215 | 648.6357 | 649.2137 | 649.7444 | 650.3199 | 650.9164 | 651.5055 | 652.0822 | 652.65 | 653.2337 | 653.8352 | 654.4904 | 655.1469 | 655.9419 | 656.6936 | 657.4507
Note on AB25: Author: additional 140Ml/d included in baseline to offset the non-potable transfer to YW in table 3b (1.11FP)
Note on AB206: Author: additional 140Ml/d included in baseline to offset the non-potable transfer to YW in table 3b (1.11FP)

## 4. Options Appraisal Summary
Water Company | Northumbrian Water | Version | 6 |  | Back to title page
1003.6792
Table 4: WC Level - Options Appraisal Summary | [32 empty] | Natural capital Summary | Biodiversity and Habitat |  | Climate Regulation |  | Natural Hazard Regulation |  | Water Purification |  | Water Regulation |  | Recreation and Tourism
WRMP24 Reference | Option ID | Option Name | Option type Defined List | Option Group | WRZ(s) benefitting from option Defined codes, accept multiples using "," separator, or "Company Wide" | Option status Defined | Third Party Option Flag Y/N | Partnership Option TOTEX - all parties (where applicable) | Interdependent Options (State one or more option IDs) | Preferred (Most Likely) Programme Y/N | Least Cost Programme Y/N | Ofwat Core Programme Y/N | Alternative Programme 1 Y/N | Alternative Programme 2 Y/N | Alternative Programme 3 Y/N | Reason for option rejection | WRZ transfer is from Defined List | WRZ transfer is to Defined List | Gains in WAFU / Savings in Demand on full implementation (Ml/d) | Option benefits lead-in time (Years) | First year of option use in preferred programme (year) (Preferred programme (most likely) only) | Totex expenditure prior to option in use (£m) | Totex expenditure per annum post option in use under maximum utilisation scenario (£m) | Average totex expenditure per annum post option in use (£m) | Average option utilisation used for average totex expenditure and operational carbon forecasts (Ml/d) | Maximum option utilisation across the planning period (Ml/d) | Embodied carbon emissions (tCO2 equivalent) | Operational carbon emissions under maximum utilisation scenario (tCO2 equivalent per annum) | Average operational carbon emissions (tCO2 equivalent per annum) | Total Carbon Cost (£M) | Average Incremental Cost (AIC) (p/m3) | Total NPC (£m) | Natural capital impact of option (define units) | B&H Non-monetised metric where applicable (define units) | B&H Monetised metric where applicable (£M) | CR Non-monetised metric where applicable (define units) | CR Monetised metric where applicable (£M) | NHR Non-monetised metric where applicable (define units) | NHR Monetised metric where applicable (£M) | WP Non-monetised metric where applicable (define units) | WP Monetised metric where applicable (£M) | WReg Non-monetised metric where applicable (define units) | WReg Monetised metric where applicable (£M) | R&T Non-monetised metric where applicable (define units) | R&T Monetised metric where applicable (£M) | Freeform column 1 | Freeform column 2 | Freeform column 3 | Freeform column 4 | Freeform column 5
51dP | DROUGHT1 | Demand side drought measures | Drought - water use restrictions | Customer Options | Company Wide | Preferred | N | N/A | N/A | Y | Y | Y |  |  |  | N/A | N/A | N/A | 24.34 | 0 | 2021 | N/A | N/A | N/A | 24.34 | 24.34 | N/A | N/A | N/A | N/A | N/A | N/A | N/A | N/A | N/A | N/A | N/A | N/A | N/A | N/A | N/A | N/A | N/A | N/A | N/A
51dF | DMO 1 | Metering Option 1 | Metering optants | Customer Options | Company Wide | Feasible | N | N/A | N/A | N | N | N |  |  |  | This option was not ambitious enough and only involved optant metering and the reactive replacement of meters that fail and would not contribute enough to the leakage and PCC targets. | N/A | N/A | 20.869 | 0 | 2025 | 0 | 7.29 | 7.29 | 20.869 | 20.869 | N/A | N/A | N/A | N/A | 3.1132 | 64.97 | N/A | N/A | N/A | N/A | N/A | N/A | N/A | N/A | N/A | N/A | N/A | N/A | N/A
51dP | DMO 2 | Metering Option 2 | Metering optants | Customer Options | Company Wide | Preferred | N | N/A | N/A | Y | Y | Y |  |  |  | It is felt that this option strikes the balance of increasing meter penetration, proactively replacing existing meters for smart meters to help with demend & leakage reductions whilst not increasing customer bills unnecessarily by fast tracking meteing programmes over AMP 8 alone. | N/A | N/A | 47.4511 | 1 | 2025 | 0 | 16.6 | 16.6 | 47.4511 | 47.4511 | N/A | N/A | N/A | N/A | 1.5142 | 71.85 | N/A | N/A | N/A | N/A | N/A | N/A | N/A | N/A | N/A | N/A | N/A | N/A | N/A
51dF | DMO 3 | Metering Option 3 | Metering optants | Customer Options | Company Wide | Feasible | N | N/A | N/A | N | N | N |  |  |  | This option was an accelerated metering programme involving higher optant numbers than option 1, proactive replacement of meters over AMP 8 alone and a higher number of WAM installations than our chosen option. Due to the NW region not being water stressed, nor showing a supply deficit, it was felt that the funding required would increase customer bills unnecessarily. | N/A | N/A | 53.2156 | 1 | 2025 | 0 | 23.31 | 23.31 | 53.2156 | 53.2156 | N/A | N/A | N/A | N/A | 1.7189 | 91.47 | N/A | N/A | N/A | N/A | N/A | N/A | N/A | N/A | N/A | N/A | N/A | N/A | N/A
51dF | DMO 4 | Metering Option 4 | Metering optants | Customer Options | Company Wide | Feasible | N | N/A | N/A | N | N | N |  |  |  | This option was an accelerated metering programme involving higher optant numbers than option 1, proactive replacement of meters over AMP 8 alone and a higher number of WAM installations than our chosen option. Due to the NW region not being water stressed, nor showing a supply deficit, it was felt that the funding required would increase customer bills unnecessarily. | N/A | N/A | 45.9198 | 1 | 2025 | 0 | 23.31 | 23.31 | 45.9198 | 45.9198 | N/A | N/A | N/A | N/A | 1.992 | 91.47 | N/A | N/A | N/A | N/A | N/A | N/A | N/A | N/A | N/A | N/A | N/A | N/A | N/A
51dF | DMO 5 | Metering Option 5 | Metering optants | Customer Options | Company Wide | Feasible | N | N/A | N/A | N | N | N |  |  |  | This option was an accelerated metering programme involving higher optant numbers than we have ever achieved and a proactive replacement of meters over AMP 8 and AMP 9. Due to the NW region not being water stressed, nor showing a supply deficit, it was not felt that the funding required would increase customer bills unnecessarily. | N/A | N/A | 56.1506 | 1 | 2025 | 0 | 15.16 | 15.16 | 56.1506 | 56.1506 | N/A | N/A | N/A | N/A | 1.6543 | 92.89 | N/A | N/A | N/A | N/A | N/A | N/A | N/A | N/A | N/A | N/A | N/A | N/A | N/A
51dU | DMO 6 | Compulsory Metering | Metering compulsory | Customer Options | Company Wide | Unconstrained | N | N/A | N/A | N | N | N |  |  |  | NW not classed as water stressed so not an option to roll out compulsory metering. We have gone for an option where we will install meters in existing boundary boxes on unmeasured properties and will provide the customer with comparison bills to enable them to make an informed decisoin as to whether measured charges would benefit them. | N/A | N/A | N/A | N/A | N/A | N/A | N/A | N/A | N/A | N/A | N/A | N/A | N/A | N/A | N/A | N/A | N/A | N/A | N/A | N/A | N/A | N/A | N/A | N/A | N/A | N/A | N/A | N/A | N/A
51dP | Gov Led | Government Led Interventions | Other water efficiency | Customer Options | Company Wide | Preferred | Y | N/A | N/A | Y | Y | Y |  |  |  | NW not classed as water stressed so not an option to roll out compulsory metering. We have gone for an option where we will install meters in existing boundary boxes on unmeasured properties and will provide the customer with comparison bills to enable them to make an informed decisoin as to whether measured charges would benefit them. | N/A | N/A | 31.5135 | 0 | 2026 | N/A | N/A | N/A | 31.5135 | 31.5135 | N/A | N/A | N/A | N/A | N/A | N/A | N/A | N/A | N/A | N/A | N/A | N/A | N/A | N/A | N/A | N/A | N/A | N/A | N/A
51dF | WEF Low | Water efficiency -Low scenario | Other water efficiency | Customer Options | Company Wide | Feasible | N | N/A | N/A | N | N | N |  |  |  | Impact not great enough to reach long term targets | N/A | N/A | 27.3928 | 0 | 2025 | 0 | 1.0351 | 1.0351 | 27.3928 | 27.3928 | N/A | N/A | N/A | N/A | 0.78633 | 21.5398 | N/A | N/A | N/A | N/A | N/A | N/A | N/A | N/A | N/A | N/A | N/A | N/A | N/A
51dP | WEF Medium | Water efficiency -Medium scenario | Other water efficiency | Customer Options | Company Wide | Preferred | N | N/A | N/A | Y | Y | Y |  |  |  | N/A | N/A | N/A | 45.3208 | 0 | 2025 | 0 | 1.6408 | 1.6408 | 45.3208 | 45.3208 | N/A | N/A | N/A | N/A | 0.7705 | 34.9197 | N/A | N/A | N/A | N/A | N/A | N/A | N/A | N/A | N/A | N/A | N/A | N/A | N/A
51dF | WEF High | Water efficiency -High scenario | Other water efficiency | Customer Options | Company Wide | Feasible | N | N/A | N/A | N | N | N |  |  |  | Higher risk for limited additional savings | N/A | N/A | 48.0201 | 0 | 2025 | 0 | 1.9963 | 1.9963 | 48.0201 | 48.0201 | N/A | N/A | N/A | N/A | 0.89344 | 42.903 | N/A | N/A | N/A | N/A | N/A | N/A | N/A | N/A | N/A | N/A | N/A | N/A | N/A
51cF | LEAK 1 | 30% reduction by 2050 | Other leakage control | Distribution Options | Company Wide | Feasible | N | N/A | N/A | N | N | N |  |  |  | Doesn't meet tha national target | N/A | N/A | 19.4785 | 0 | 2025 | 0 | 4.4 | 4.4 | 19.4785 | 19.4785 | N/A | N/A | N/A | N/A | 12.0795 | 235.29 | N/A | N/A | N/A | N/A | N/A | N/A | N/A | N/A | N/A | N/A | N/A | N/A | N/A
51cF | LEAK 2 | 40% reduction by 2050 | Other leakage control | Distribution Options | Company Wide | Feasible | N | N/A | N/A | N | N | N |  |  |  | Doesn't meet tha national target | N/A | N/A | 33.0297 | 0 | 2025 | 0 | 6.96 | 6.96 | 33.0297 | 33.0297 | N/A | N/A | N/A | N/A | 11.2466 | 371.47 | N/A | N/A | N/A | N/A | N/A | N/A | N/A | N/A | N/A | N/A | N/A | N/A | N/A
51cP | LEAK 3 | 55% reduction by 2050 - DL | Other leakage control | Distribution Options | Company Wide | Preferred | N | N/A | N/A | Y | Y | Y |  |  |  | N/A | N/A | N/A | 42.5175 | 0 | 2025 | 0 | 13.04 | 13.04 | 42.5175 | 42.5175 | N/A | N/A | N/A | N/A | 16.4716 | 700.33 | N/A | N/A | N/A | N/A | N/A | N/A | N/A | N/A | N/A | N/A | N/A | N/A | N/A
51cU | LEAK 4 | 75% reduction by 2050 | Other leakage control | Distribution Options | Company Wide | Unconstrained | N | N/A | N/A | N | N | N |  |  |  | Impossible to achieve based on current understanding of background leakage and unnavoidable annual real losses. | N/A | N/A | N/A | 0 | 2025 | 0 | 23.26 | 23.26 | N/A | N/A | N/A | N/A | N/A | N/A | N/A | N/A | N/A | N/A | N/A | N/A | N/A | N/A | N/A | N/A | N/A | N/A | N/A | N/A | N/A
51cU | LEAK 5 | 30% reduction by 2030 | Other leakage control | Distribution Options | Company Wide | Unconstrained | N | N/A | N/A | N | N | N |  |  |  | Doesn't meet tha national target and more expensive than a glidepath reduction | N/A | N/A | N/A | 0 | 2025 | 0 | 5.9 | 5.9 | N/A | N/A | N/A | N/A | N/A | N/A | N/A | N/A | N/A | N/A | N/A | N/A | N/A | N/A | N/A | N/A | N/A | N/A | N/A | N/A | N/A
51cU | LEAK 6 | 40% reduction by 2030 | Other leakage control | Distribution Options | Company Wide | Unconstrained | N | N/A | N/A | N | N | N |  |  |  | Doesn't meet tha national target | N/A | N/A | N/A | 0 | 2025 | 0 | 9.5 | 9.5 | N/A | N/A | N/A | N/A | N/A | N/A | N/A | N/A | N/A | N/A | N/A | N/A | N/A | N/A | N/A | N/A | N/A | N/A | N/A | N/A | N/A
51cU | LEAK 7 | 55% reduction by 2030 | Other leakage control | Distribution Options | Company Wide | Unconstrained | N | N/A | N/A | N | N | N |  |  |  | More expensive to reduce and maintain leakage at a lower level over a longer period of time. Very difficult to deliver the scale of reductions required in such a short time frame. | N/A | N/A | N/A | 0 | 2025 | 0 | 14.6 | 14.6 | N/A | N/A | N/A | N/A | N/A | N/A | N/A | N/A | N/A | N/A | N/A | N/A | N/A | N/A | N/A | N/A | N/A | N/A | N/A | N/A | N/A
51dP | LEAK 8 | 55% reduction by 2050 - SPL | Supply pipe repairs / replacement | Customer Options | Company Wide | Preferred | N | N/A | DMO 2 | Y | Y | Y |  |  |  | N/A | N/A | N/A | 10.9525 | 0 | 2025 | 0 | 3.26 | 3.26 | 10.9525 | 10.9525 | N/A | N/A | N/A | N/A | 15.9853 | 175.08 | N/A | N/A | N/A | N/A | N/A | N/A | N/A | N/A | N/A | N/A | N/A | N/A | N/A
51dP | HH Smart | Smart scenario | Other water efficiency | Customer Options | Company Wide | Preferred | N | N/A | DMO 2 | Y | Y | Y |  |  |  | N/A | N/A | N/A | 7.0882 | 0 | 2025 | 0 | 0.72794 | 0.68628 | 7.0882 | 7.0882 | N/A | N/A | N/A | N/A | 0.91911 | 6.5148 | N/A | N/A | N/A | N/A | N/A | N/A | N/A | N/A | N/A | N/A | N/A | N/A | N/A
51dP | NHH | NHH water efficiency - all activity- High 9% | Other water efficiency | Customer Options | Company Wide | Preferred | N | N/A | N/A | Y | Y | Y |  |  |  | N/A | N/A | N/A | 12.9175 | 0 | 2025 | 0 | 0.95892 | 0.95892 | 12.9175 | 12.9175 | N/A | N/A | N/A | N/A | 1.16 | 14.9846 | N/A | N/A | N/A | N/A | N/A | N/A | N/A | N/A | N/A | N/A | N/A | N/A | N/A
51dP | CP DMO 2 | Critical Period Metering Option 2 | Metering optants | Customer Options | Company Wide | Preferred | N | N/A | N/A | Y | Y | Y |  |  |  | It is felt that this option strikes the balance of increasing meter penetration, proactively replacing existing meters for smart meters to help with demend & leakage reductions whilst not increasing customer bills unnecessarily by fast tracking meteing programmes over AMP 8 alone. | N/A | N/A | 55.9941 | 1 | 2025 | 0 | 16.6 | 16.6 | 55.9941 | 55.9941 | N/A | N/A | N/A | N/A | 1.2832 | 71.85 | N/A | N/A | N/A | N/A | N/A | N/A | N/A | N/A | N/A | N/A | N/A | N/A | N/A
51dP | CP Gov Led | Critical Period Government Led Interventions | Other water efficiency | Customer Options | Company Wide | Preferred | Y | N/A | N/A | Y | Y | Y |  |  |  | NW not classed as water stressed so not an option to roll out compulsory metering. We have gone for an option where we will install meters in existing boundary boxes on unmeasured properties and will provide the customer with comparison bills to enable them to make an informed decisoin as to whether measured charges would benefit them. | N/A | N/A | 37.4529 | 0 | 2026 | N/A | N/A | N/A | 37.4529 | 37.4529 | N/A | N/A | N/A | N/A | N/A | N/A | N/A | N/A | N/A | N/A | N/A | N/A | N/A | N/A | N/A | N/A | N/A | N/A | N/A
51cP | CP Leak 3 | Critical Period 55% reduction by 2050 - DL | Other leakage control | Distribution Options | Company Wide | Preferred | N | N/A | N/A | Y | Y | Y |  |  |  | N/A | N/A | N/A | 42.5175 | 0 | 2025 | 0 | 13.04 | 13.04 | 42.5175 | 42.5175 | N/A | N/A | N/A | N/A | 16.4716 | 700.33 | N/A | N/A | N/A | N/A | N/A | N/A | N/A | N/A | N/A | N/A | N/A | N/A | N/A
51dP | CP Leak 8 | Critical Period 55% reduction by 2050 - SPL | Supply pipe repairs / replacement | Customer Options | Company Wide | Preferred | N | N/A | DMO 2 | Y | Y | Y |  |  |  | N/A | N/A | N/A | 10.9525 | 0 | 2025 | 0 | 3.26 | 3.26 | 10.9525 | 10.9525 | N/A | N/A | N/A | N/A | 15.9853 | 175.08 | N/A | N/A | N/A | N/A | N/A | N/A | N/A | N/A | N/A | N/A | N/A | N/A | N/A
51dP | CP WEF Medium | Critical Period Water efficiency - Medium scenario | Other water efficiency | Customer Options | Company Wide | Preferred | N | N/A | N/A | Y | Y | Y |  |  |  | N/A | N/A | N/A | 53.6611 | 0 | 2025 | 0 | 1.6408 | 1.6408 | 53.6611 | 53.6611 | N/A | N/A | N/A | N/A | 0.65075 | 34.9197 | N/A | N/A | N/A | N/A | N/A | N/A | N/A | N/A | N/A | N/A | N/A | N/A | N/A
51dP | CP HH Smart | Critical Period Smart scenario | Other water efficiency | Customer Options | Company Wide | Preferred | N | N/A | DMO 2 | Y | Y | Y |  |  |  | N/A | N/A | N/A | 8.3927 | 0 | 2025 | 0 | 0.72794 | 0.68628 | 8.3927 | 8.3927 | N/A | N/A | N/A | N/A | 0.77625 | 6.5148 | N/A | N/A | N/A | N/A | N/A | N/A | N/A | N/A | N/A | N/A | N/A | N/A | N/A
51dP | CP NHH | Critical Period NHH water efficiency - all activity- 9% | Other water efficiency | Customer Options | Company Wide | Preferred | N | N/A | N/A | Y | Y | Y |  |  |  | N/A | N/A | N/A | 12.9175 | 0 | 2025 | 0 | 0.95892 | 0.95892 | 12.9175 | 12.9175 | N/A | N/A | N/A | N/A | 1.16 | 14.9846 | N/A | N/A | N/A | N/A | N/A | N/A | N/A | N/A | N/A | N/A | N/A | N/A | N/A
51dF | WEF Low 1 | Top 5% Highest Users Visits | Household water audit | Customer Options | Company Wide | Feasible | N | N/A | N/A | N | N | N |  |  |  | Impact not great enough to reach long term targets | N/A | N/A | 4.2844 | 0 | 2025 | 0 | 0.38059 | 0.38059 | 4.2844 | 4.2844 | N/A | N/A | N/A | N/A | 1.8485 | 7.9198 | N/A | N/A | N/A | N/A | N/A | N/A | N/A | N/A | N/A | N/A | N/A | N/A | N/A
51dF | WEF Low 2 | Internal leakage repair - visits | Other water efficiency | Customer Options | Company Wide | Feasible | N | N/A | N/A | N | N | N |  |  |  | Impact not great enough to reach long term targets | N/A | N/A | 15.4816 | 0 | 2025 | 0 | 0.34541 | 0.34541 | 15.4816 | 15.4816 | N/A | N/A | N/A | N/A | 0.46428 | 7.1877 | N/A | N/A | N/A | N/A | N/A | N/A | N/A | N/A | N/A | N/A | N/A | N/A | N/A
51dF | WEF Low 3 | Find and Fix Teams - bulk supply | Other water efficiency | Customer Options | Company Wide | Feasible | N | N/A | N/A | N | N | N |  |  |  | Impact not great enough to reach long term targets | N/A | N/A | 6.4507 | 0 | 2025 | 0 | 0.23987 | 0.23987 | 6.4507 | 6.4507 | N/A | N/A | N/A | N/A | 0.77379 | 4.9915 | N/A | N/A | N/A | N/A | N/A | N/A | N/A | N/A | N/A | N/A | N/A | N/A | N/A
51dF | WEF Low 4 | New Homes - Flow restrictions | Other water efficiency | Customer Options | Company Wide | Feasible | N | N/A | N/A | N | N | N |  |  |  | Impact not great enough to reach long term targets | N/A | N/A | 0.40804 | 0 | 2025 | 0 | 0.016311 | 0.016311 | 0.40804 | 0.40804 | N/A | N/A | N/A | N/A | 0.83183 | 0.33942 | N/A | N/A | N/A | N/A | N/A | N/A | N/A | N/A | N/A | N/A | N/A | N/A | N/A
51dF | WEF Low 5 | Older Homes - Flow restrictions | Other water efficiency | Customer Options | Company Wide | Feasible | N | N/A | N/A | N | N | N |  |  |  | Impact not great enough to reach long term targets | N/A | N/A | 0.40804 | 0 | 2025 | 0 | 0.016311 | 0.016311 | 0.40804 | 0.40804 | N/A | N/A | N/A | N/A | 0.83183 | 0.33942 | N/A | N/A | N/A | N/A | N/A | N/A | N/A | N/A | N/A | N/A | N/A | N/A | N/A
51dF | WEF Low 6 | Unmeasured Property Engagement | Household water audit | Customer Options | Company Wide | Feasible | N | N/A | N/A | N | N | N |  |  |  | Impact not great enough to reach long term targets | N/A | N/A | 0.36004 | 0 | 2025 | 0 | 0.031982 | 0.031982 | 0.36004 | 0.36004 | N/A | N/A | N/A | N/A | 1.8485 | 0.66553 | N/A | N/A | N/A | N/A | N/A | N/A | N/A | N/A | N/A | N/A | N/A | N/A | N/A
51dP | WEF Med 1 | Top 5% Highest Users Visits | Household water audit | Customer Options | Company Wide | Preferred | N | N/A | N/A | Y | Y | Y |  |  |  | N/A | N/A | N/A | 5.8117 | 0 | 2025 | 0 | 0.61713 | 0.61713 | 5.8117 | 5.8117 | N/A | N/A | N/A | N/A | 2.2599 | 13.1336 | N/A | N/A | N/A | N/A | N/A | N/A | N/A | N/A | N/A | N/A | N/A | N/A | N/A
51dP | WEF Med 2 | Internal leakage repair - education | Other water efficiency | Customer Options | Company Wide | Preferred | N | N/A | N/A | Y | Y | Y |  |  |  | N/A | N/A | N/A | 6.4755 | 0 | 2025 | 0 | 0.0095947 | 0.0095947 | 6.4755 | 6.4755 | N/A | N/A | N/A | N/A | 0.031533 | 0.20419 | N/A | N/A | N/A | N/A | N/A | N/A | N/A | N/A | N/A | N/A | N/A | N/A | N/A
51dP | WEF Med 3 | Internal leakage repair - visits (only for those on affordability tariff) | Other water efficiency | Customer Options | Company Wide | Preferred | N | N/A | N/A | Y | Y | Y |  |  |  | N/A | N/A | N/A | 1.511 | 0 | 2025 | 0 | 0.040298 | 0.040298 | 1.511 | 1.511 | N/A | N/A | N/A | N/A | 0.56759 | 0.85761 | N/A | N/A | N/A | N/A | N/A | N/A | N/A | N/A | N/A | N/A | N/A | N/A | N/A
51dP | WEF Med 4 | Internal leakage repair - visits (chargeable) | Other water efficiency | Customer Options | Company Wide | Preferred | N | N/A | N/A | Y | Y | Y |  |  |  | N/A | N/A | N/A | 8.2023 | 0 | 2025 | 0 | 0 | 0 | 8.2023 | 8.2023 | N/A | N/A | N/A | N/A | 0 | 0 | N/A | N/A | N/A | N/A | N/A | N/A | N/A | N/A | N/A | N/A | N/A | N/A | N/A
51dP | WEF Med 5 | Find and Fix Teams - bulk supply | Other water efficiency | Customer Options | Company Wide | Preferred | N | N/A | N/A | Y | Y | Y |  |  |  | N/A | N/A | N/A | 5.3963 | 0 | 2025 | 0 | 0.23987 | 0.23987 | 5.3963 | 5.3963 | N/A | N/A | N/A | N/A | 0.94599 | 5.1048 | N/A | N/A | N/A | N/A | N/A | N/A | N/A | N/A | N/A | N/A | N/A | N/A | N/A
51dP | WEF Med 6 | Educational interactions | Water efficiency customer education / awareness | Customer Options | Company Wide | Preferred | N | N/A | N/A | Y | Y | Y |  |  |  | N/A | N/A | N/A | 3.7648 | 0 | 2025 | 0 | 0.039978 | 0.039978 | 3.7648 | 3.7648 | N/A | N/A | N/A | N/A | 0.22599 | 0.8508 | N/A | N/A | N/A | N/A | N/A | N/A | N/A | N/A | N/A | N/A | N/A | N/A | N/A
51dP | WEF Med 7 | Toilet Rebates | Other water efficiency | Customer Options | Company Wide | Preferred | N | N/A | N/A | Y | Y | Y |  |  |  | N/A | N/A | N/A | 1.2951 | 0 | 2025 | 0 | 0.087951 | 0.087951 | 1.2951 | 1.2951 | N/A | N/A | N/A | N/A | 1.4453 | 1.8718 | N/A | N/A | N/A | N/A | N/A | N/A | N/A | N/A | N/A | N/A | N/A | N/A | N/A
51dP | WEF Med 8 | New Homes - Flow restrictions | Other water efficiency | Customer Options | Company Wide | Preferred | N | N/A | N/A | Y | Y | Y |  |  |  | N/A | N/A | N/A | 1.1094 | 0 | 2025 | 0 | 0.05301 | 0.05301 | 1.1094 | 1.1094 | N/A | N/A | N/A | N/A | 1.0169 | 1.1282 | N/A | N/A | N/A | N/A | N/A | N/A | N/A | N/A | N/A | N/A | N/A | N/A | N/A
51dP | WEF Med 9 | Older Homes - Flow restrictions | Other water efficiency | Customer Options | Company Wide | Preferred | N | N/A | N/A | Y | Y | Y |  |  |  | N/A | N/A | N/A | 1.1094 | 0 | 2025 | 0 | 0.05301 | 0.05301 | 1.1094 | 1.1094 | N/A | N/A | N/A | N/A | 1.0169 | 1.1282 | N/A | N/A | N/A | N/A | N/A | N/A | N/A | N/A | N/A | N/A | N/A | N/A | N/A
51dP | WEF Med 10 | National Campaign | Water efficiency customer education / awareness | Customer Options | Company Wide | Preferred | N | N/A | N/A | Y | Y | Y |  |  |  | N/A | N/A | N/A | 3.5061 | 0 | 2025 | 0 | 0.015991 | 0.015991 | 3.5061 | 3.5061 | N/A | N/A | N/A | N/A | 0.097064 | 0.34032 | N/A | N/A | N/A | N/A | N/A | N/A | N/A | N/A | N/A | N/A | N/A | N/A | N/A
51dP | WEF Med 11 | Unmeasured Property Engagement | Household water audit | Customer Options | Company Wide | Preferred | N | N/A | N/A | Y | Y | Y |  |  |  | N/A | N/A | N/A | 4.1273 | 0 | 2025 | 0 | 0.43827 | 0.43827 | 4.1273 | 4.1273 | N/A | N/A | N/A | N/A | 2.2599 | 9.3271 | N/A | N/A | N/A | N/A | N/A | N/A | N/A | N/A | N/A | N/A | N/A | N/A | N/A
51dP | WEF Med 12 | Digital Engagement | Other water efficiency | Customer Options | Company Wide | Preferred | N | N/A | N/A | Y | Y | Y |  |  |  | N/A | N/A | N/A | 3.0119 | 0 | 2025 | 0 | 0.038379 | 0.038379 | 3.0119 | 3.0119 | N/A | N/A | N/A | N/A | 0.27118 | 0.81677 | N/A | N/A | N/A | N/A | N/A | N/A | N/A | N/A | N/A | N/A | N/A | N/A | N/A
51dF | WEF High 1 | Top 5% Highest Users Visits | Household water audit | Customer Options | Company Wide | Feasible | N | N/A | N/A | N | N | N |  |  |  | Higher risk for limited additional savings | N/A | N/A | 5.5678 | 0 | 2025 | 0 | 0.61713 | 0.61713 | 5.5678 | 5.5678 | N/A | N/A | N/A | N/A | 2.3589 | 13.1336 | N/A | N/A | N/A | N/A | N/A | N/A | N/A | N/A | N/A | N/A | N/A | N/A | N/A
51dF | WEF High 2 | Internal leakage repair - education | Other water efficiency | Customer Options | Company Wide | Feasible | N | N/A | N/A | N | N | N |  |  |  | Higher risk for limited additional savings | N/A | N/A | 6.2038 | 0 | 2025 | 0 | 0.0095947 | 0.0095947 | 6.2038 | 6.2038 | N/A | N/A | N/A | N/A | 0.032914 | 0.20419 | N/A | N/A | N/A | N/A | N/A | N/A | N/A | N/A | N/A | N/A | N/A | N/A | N/A
51dF | WEF High 3 | Internal leakage repair - visits (only for those on affordability tariff) | Other water efficiency | Customer Options | Company Wide | Feasible | N | N/A | N/A | N | N | N |  |  |  | Higher risk for limited additional savings | N/A | N/A | 1.4475 | 0 | 2025 | 0 | 0.040298 | 0.040298 | 1.4475 | 1.4475 | N/A | N/A | N/A | N/A | 0.59246 | 0.85761 | N/A | N/A | N/A | N/A | N/A | N/A | N/A | N/A | N/A | N/A | N/A | N/A | N/A
51dF | WEF High 4 | Internal leakage repair - visits (chargeable) | Other water efficiency | Customer Options | Company Wide | Feasible | N | N/A | N/A | N | N | N |  |  |  | Higher risk for limited additional savings | N/A | N/A | 7.8581 | 0 | 2025 | 0 | 0 | 0 | 7.8581 | 7.8581 | N/A | N/A | N/A | N/A | 0 | 0 | N/A | N/A | N/A | N/A | N/A | N/A | N/A | N/A | N/A | N/A | N/A | N/A | N/A
51dF | WEF High 5 | Find and Fix Teams - bulk supply | Other water efficiency | Customer Options | Company Wide | Feasible | N | N/A | N/A | N | N | N |  |  |  | Higher risk for limited additional savings | N/A | N/A | 6.2038 | 0 | 2025 | 0 | 0.28784 | 0.28784 | 6.2038 | 6.2038 | N/A | N/A | N/A | N/A | 0.98743 | 6.1258 | N/A | N/A | N/A | N/A | N/A | N/A | N/A | N/A | N/A | N/A | N/A | N/A | N/A
51dF | WEF High 6 | Educational interactions | Water efficiency customer education / awareness | Customer Options | Company Wide | Feasible | N | N/A | N/A | N | N | N |  |  |  | Higher risk for limited additional savings | N/A | N/A | 3.6068 | 0 | 2025 | 0 | 0.039978 | 0.039978 | 3.6068 | 3.6068 | N/A | N/A | N/A | N/A | 0.23589 | 0.8508 | N/A | N/A | N/A | N/A | N/A | N/A | N/A | N/A | N/A | N/A | N/A | N/A | N/A
51dF | WEF High 7 | Toilet Rebates | Other water efficiency | Customer Options | Company Wide | Feasible | N | N/A | N/A | N | N | N |  |  |  | Higher risk for limited additional savings | N/A | N/A | 2.4815 | 0 | 2025 | 0 | 0.1759 | 0.1759 | 2.4815 | 2.4815 | N/A | N/A | N/A | N/A | 1.5086 | 3.7435 | N/A | N/A | N/A | N/A | N/A | N/A | N/A | N/A | N/A | N/A | N/A | N/A | N/A
51dF | WEF High 8 | New Homes - Flow restrictions | Other water efficiency | Customer Options | Company Wide | Feasible | N | N/A | N/A | N | N | N |  |  |  | Higher risk for limited additional savings | N/A | N/A | 0.81755 | 0 | 2025 | 0 | 0.040777 | 0.040777 | 0.81755 | 0.81755 | N/A | N/A | N/A | N/A | 1.0615 | 0.86782 | N/A | N/A | N/A | N/A | N/A | N/A | N/A | N/A | N/A | N/A | N/A | N/A | N/A
51dF | WEF High 9 | Older Homes - Flow restrictions | Other water efficiency | Customer Options | Company Wide | Feasible | N | N/A | N/A | N | N | N |  |  |  | Higher risk for limited additional savings | N/A | N/A | 1.9621 | 0 | 2025 | 0 | 0.097865 | 0.097865 | 1.9621 | 1.9621 | N/A | N/A | N/A | N/A | 1.0615 | 2.0828 | N/A | N/A | N/A | N/A | N/A | N/A | N/A | N/A | N/A | N/A | N/A | N/A | N/A
51dF | WEF High 10 | National Campaign | Water efficiency customer education / awareness | Customer Options | Company Wide | Feasible | N | N/A | N/A | N | N | N |  |  |  | Higher risk for limited additional savings | N/A | N/A | 3.359 | 0 | 2025 | 0 | 0.015991 | 0.015991 | 3.359 | 3.359 | N/A | N/A | N/A | N/A | 0.10132 | 0.34032 | N/A | N/A | N/A | N/A | N/A | N/A | N/A | N/A | N/A | N/A | N/A | N/A | N/A
51dF | WEF High 11 | Unmeasured Property Engagement | Household water audit | Customer Options | Company Wide | Feasible | N | N/A | N/A | N | N | N |  |  |  | Higher risk for limited additional savings | N/A | N/A | 5.6267 | 0 | 2025 | 0 | 0.62365 | 0.62365 | 5.6267 | 5.6267 | N/A | N/A | N/A | N/A | 2.3589 | 13.2725 | N/A | N/A | N/A | N/A | N/A | N/A | N/A | N/A | N/A | N/A | N/A | N/A | N/A
51dF | WEF High 12 | Digital Engagement | Other water efficiency | Customer Options | Company Wide | Feasible | N | N/A | N/A | N | N | N |  |  |  | Higher risk for limited additional savings | N/A | N/A | 2.8855 | 0 | 2025 | 0 | 0.038379 | 0.038379 | 2.8855 | 2.8855 | N/A | N/A | N/A | N/A | 0.28306 | 0.81677 | N/A | N/A | N/A | N/A | N/A | N/A | N/A | N/A | N/A | N/A | N/A | N/A | N/A
51dU | WEF Const 1 | Smart Metering Engagement | Other water efficiency | Customer Options | Company Wide | Unconstrained | N | N/A | N/A | N | N | N |  |  |  | Each option was taken through a second scoping process to ensure it is suitable to be used in the preferred scenarios. The process was designed to assess whether it was appropriate to take each option forward. Each option was rated 1-5 depending on their impact/value for several different categories and looking at the water savings of >30 litres based on current knowledge and evidence. This option scored an 8 and or is an enabler for further water efficiency activity. Please refer to the Methodology document provided for definitions and scoring information. | N/A | N/A | N/A | N/A | N/A | N/A | N/A | N/A | N/A | N/A | N/A | N/A | N/A | N/A | N/A | N/A | N/A | N/A | N/A | N/A | N/A | N/A | N/A | N/A | N/A | N/A | N/A | N/A | N/A
51dU | WEF Const 2 | Home away from home support (Air BnB) | Other water efficiency | Customer Options | Company Wide | Unconstrained | N | N/A | N/A | N | N | N |  |  |  | Each option was taken through a second scoping process to ensure it is suitable to be used in the preferred scenarios. The process was designed to assess whether it was appropriate to take each option forward. Each option was rated 1-5 depending on their impact/value for several different categories and looking at the water savings of >30 litres based on current knowledge and evidence. This option scored an 8 and or is an enabler for further water efficiency activity. Please refer to the Methodology document provided for definitions and scoring information. | N/A | N/A | N/A | N/A | N/A | N/A | N/A | N/A | N/A | N/A | N/A | N/A | N/A | N/A | N/A | N/A | N/A | N/A | N/A | N/A | N/A | N/A | N/A | N/A | N/A | N/A | N/A | N/A | N/A
51dU | WEF Const 3 | Local authority and town planner engagement | Other water efficiency | Customer Options | Company Wide | Unconstrained | N | N/A | N/A | N | N | N |  |  |  | Each option was taken through a second scoping process to ensure it is suitable to be used in the preferred scenarios. The process was designed to assess whether it was appropriate to take each option forward. Each option was rated 1-5 depending on their impact/value for several different categories and looking at the water savings of >30 litres based on current knowledge and evidence. This option scored an 8 and or is an enabler for further water efficiency activity. Please refer to the Methodology document provided for definitions and scoring information. | N/A | N/A | N/A | N/A | N/A | N/A | N/A | N/A | N/A | N/A | N/A | N/A | N/A | N/A | N/A | N/A | N/A | N/A | N/A | N/A | N/A | N/A | N/A | N/A | N/A | N/A | N/A | N/A | N/A
51dU | WEF Const 4 | Water Efficiency Tariffs | Tariff | Customer Options | Company Wide | Unconstrained | N | N/A | N/A | N | N | N |  |  |  | Each option was taken through a second scoping process to ensure it is suitable to be used in the preferred scenarios. The process was designed to assess whether it was appropriate to take each option forward. Each option was rated 1-5 depending on their impact/value for several different categories and looking at the water savings of >30 litres based on current knowledge and evidence. This option scored an 8 and or is an enabler for further water efficiency activity. Please refer to the Methodology document provided for definitions and scoring information. | N/A | N/A | N/A | N/A | N/A | N/A | N/A | N/A | N/A | N/A | N/A | N/A | N/A | N/A | N/A | N/A | N/A | N/A | N/A | N/A | N/A | N/A | N/A | N/A | N/A | N/A | N/A | N/A | N/A
51dU | WEF Const 5 | Internal leakage identification with technology | Other water efficiency | Customer Options | Company Wide | Unconstrained | N | N/A | N/A | N | N | N |  |  |  | Each option was taken through a second scoping process to ensure it is suitable to be used in the preferred scenarios. The process was designed to assess whether it was appropriate to take each option forward. Each option was rated 1-5 depending on their impact/value for several different categories and looking at the water savings of >30 litres based on current knowledge and evidence. This option scored an 8 and or is an enabler for further water efficiency activity. Please refer to the Methodology document provided for definitions and scoring information. | N/A | N/A | N/A | N/A | N/A | N/A | N/A | N/A | N/A | N/A | N/A | N/A | N/A | N/A | N/A | N/A | N/A | N/A | N/A | N/A | N/A | N/A | N/A | N/A | N/A | N/A | N/A | N/A | N/A
51dU | WEF Const 6 | Community Funding Scheme | Other water efficiency | Customer Options | Company Wide | Unconstrained | N | N/A | N/A | N | N | N |  |  |  | Each option was taken through a second scoping process to ensure it is suitable to be used in the preferred scenarios. The process was designed to assess whether it was appropriate to take each option forward. Each option was rated 1-5 depending on their impact/value for several different categories and looking at the water savings of >30 litres based on current knowledge and evidence. This option scored an 8 and or is an enabler for further water efficiency activity. Please refer to the Methodology document provided for definitions and scoring information. | N/A | N/A | N/A | N/A | N/A | N/A | N/A | N/A | N/A | N/A | N/A | N/A | N/A | N/A | N/A | N/A | N/A | N/A | N/A | N/A | N/A | N/A | N/A | N/A | N/A | N/A | N/A | N/A | N/A
51dU | WEF Const 7 | Plumber training and support | Other water efficiency | Customer Options | Company Wide | Unconstrained | N | N/A | N/A | N | N | N |  |  |  | Each option was taken through a second scoping process to ensure it is suitable to be used in the preferred scenarios. The process was designed to assess whether it was appropriate to take each option forward. Each option was rated 1-5 depending on their impact/value for several different categories and looking at the water savings of >30 litres based on current knowledge and evidence. This option scored an 8 and or is an enabler for further water efficiency activity. Please refer to the Methodology document provided for definitions and scoring information. | N/A | N/A | N/A | N/A | N/A | N/A | N/A | N/A | N/A | N/A | N/A | N/A | N/A | N/A | N/A | N/A | N/A | N/A | N/A | N/A | N/A | N/A | N/A | N/A | N/A | N/A | N/A | N/A | N/A
51dU | WEF Const 8 | High Consumption Visits | Household water audit | Customer Options | Company Wide | Unconstrained | N | N/A | N/A | N | N | N |  |  |  | Each option was taken through a second scoping process to ensure it is suitable to be used in the preferred scenarios. The process was designed to assess whether it was appropriate to take each option forward. Each option was rated 1-5 depending on their impact/value for several different categories and looking at the water savings of >30 litres based on current knowledge and evidence. This option scored an 8 and or is an enabler for further water efficiency activity. Please refer to the Methodology document provided for definitions and scoring information. | N/A | N/A | N/A | N/A | N/A | N/A | N/A | N/A | N/A | N/A | N/A | N/A | N/A | N/A | N/A | N/A | N/A | N/A | N/A | N/A | N/A | N/A | N/A | N/A | N/A | N/A | N/A | N/A | N/A
51dU | WEF Const 9 | Installation of Flow Regulators - Cradle | Other water efficiency | Customer Options | Company Wide | Unconstrained | N | N/A | N/A | N | N | N |  |  |  | Each option was taken through a second scoping process to ensure it is suitable to be used in the preferred scenarios. The process was designed to assess whether it was appropriate to take each option forward. Each option was rated 1-5 depending on their impact/value for several different categories and looking at the water savings of >30 litres based on current knowledge and evidence. This option scored an 8 and or is an enabler for further water efficiency activity. Please refer to the Methodology document provided for definitions and scoring information. | N/A | N/A | N/A | N/A | N/A | N/A | N/A | N/A | N/A | N/A | N/A | N/A | N/A | N/A | N/A | N/A | N/A | N/A | N/A | N/A | N/A | N/A | N/A | N/A | N/A | N/A | N/A | N/A | N/A
51dU | WEF Const 10 | Restricted Flow Tariff | Tariff | Customer Options | Company Wide | Unconstrained | N | N/A | N/A | N | N | N |  |  |  | Each option was taken through a second scoping process to ensure it is suitable to be used in the preferred scenarios. The process was designed to assess whether it was appropriate to take each option forward. Each option was rated 1-5 depending on their impact/value for several different categories and looking at the water savings of >30 litres based on current knowledge and evidence. This option scored an 8 and or is an enabler for further water efficiency activity. Please refer to the Methodology document provided for definitions and scoring information. | N/A | N/A | N/A | N/A | N/A | N/A | N/A | N/A | N/A | N/A | N/A | N/A | N/A | N/A | N/A | N/A | N/A | N/A | N/A | N/A | N/A | N/A | N/A | N/A | N/A | N/A | N/A | N/A | N/A
51dU | WEF Const 11 | Build relationships with water appliance manufacturers e.g. Mira etc | Other water efficiency | Customer Options | Company Wide | Unconstrained | N | N/A | N/A | N | N | N |  |  |  | Each option was taken through a second scoping process to ensure it is suitable to be used in the preferred scenarios. The process was designed to assess whether it was appropriate to take each option forward. Each option was rated 1-5 depending on their impact/value for several different categories and looking at the water savings of >30 litres based on current knowledge and evidence. This option scored an 8 and or is an enabler for further water efficiency activity. Please refer to the Methodology document provided for definitions and scoring information. | N/A | N/A | N/A | N/A | N/A | N/A | N/A | N/A | N/A | N/A | N/A | N/A | N/A | N/A | N/A | N/A | N/A | N/A | N/A | N/A | N/A | N/A | N/A | N/A | N/A | N/A | N/A | N/A | N/A
51dU | WEF Const 12 | Toilet amnesty | Other water efficiency | Customer Options | Company Wide | Unconstrained | N | N/A | N/A | N | N | N |  |  |  | Each option was taken through a second scoping process to ensure it is suitable to be used in the preferred scenarios. The process was designed to assess whether it was appropriate to take each option forward. Each option was rated 1-5 depending on their impact/value for several different categories and looking at the water savings of >30 litres based on current knowledge and evidence. This option scored an 8 and or is an enabler for further water efficiency activity. Please refer to the Methodology document provided for definitions and scoring information. | N/A | N/A | N/A | N/A | N/A | N/A | N/A | N/A | N/A | N/A | N/A | N/A | N/A | N/A | N/A | N/A | N/A | N/A | N/A | N/A | N/A | N/A | N/A | N/A | N/A | N/A | N/A | N/A | N/A
51dU | WEF Const 13 | Community Incentive Programme | Other water efficiency | Customer Options | Company Wide | Unconstrained | N | N/A | N/A | N | N | N |  |  |  | Each option was taken through a second scoping process to ensure it is suitable to be used in the preferred scenarios. The process was designed to assess whether it was appropriate to take each option forward. Each option was rated 1-5 depending on their impact/value for several different categories and looking at the water savings of >30 litres based on current knowledge and evidence. This option scored an 8 and or is an enabler for further water efficiency activity. Please refer to the Methodology document provided for definitions and scoring information. | N/A | N/A | N/A | N/A | N/A | N/A | N/A | N/A | N/A | N/A | N/A | N/A | N/A | N/A | N/A | N/A | N/A | N/A | N/A | N/A | N/A | N/A | N/A | N/A | N/A | N/A | N/A | N/A | N/A
51dU | WEF Const 14 | Every Drop Counts retrofit visits | Household water audit | Customer Options | Company Wide | Unconstrained | N | N/A | N/A | N | N | N |  |  |  | Each option was taken through a second scoping process to ensure it is suitable to be used in the preferred scenarios. The process was designed to assess whether it was appropriate to take each option forward. Each option was rated 1-5 depending on their impact/value for several different categories and looking at the water savings of >30 litres based on current knowledge and evidence. This option scored an 8 and or is an enabler for further water efficiency activity. Please refer to the Methodology document provided for definitions and scoring information. | N/A | N/A | N/A | N/A | N/A | N/A | N/A | N/A | N/A | N/A | N/A | N/A | N/A | N/A | N/A | N/A | N/A | N/A | N/A | N/A | N/A | N/A | N/A | N/A | N/A | N/A | N/A | N/A | N/A
51dU | WEF Const 15 | Affordability Visits | Household water audit | Customer Options | Company Wide | Unconstrained | N | N/A | N/A | N | N | N |  |  |  | Each option was taken through a second scoping process to ensure it is suitable to be used in the preferred scenarios. The process was designed to assess whether it was appropriate to take each option forward. Each option was rated 1-5 depending on their impact/value for several different categories and looking at the water savings of >30 litres based on current knowledge and evidence. This option scored an 8 and or is an enabler for further water efficiency activity. Please refer to the Methodology document provided for definitions and scoring information. | N/A | N/A | N/A | N/A | N/A | N/A | N/A | N/A | N/A | N/A | N/A | N/A | N/A | N/A | N/A | N/A | N/A | N/A | N/A | N/A | N/A | N/A | N/A | N/A | N/A | N/A | N/A | N/A | N/A
51dU | WEF Const 16 | MFS Visits | Household water audit | Customer Options | Company Wide | Unconstrained | N | N/A | N/A | N | N | N |  |  |  | Each option was taken through a second scoping process to ensure it is suitable to be used in the preferred scenarios. The process was designed to assess whether it was appropriate to take each option forward. Each option was rated 1-5 depending on their impact/value for several different categories and looking at the water savings of >30 litres based on current knowledge and evidence. This option scored an 8 and or is an enabler for further water efficiency activity. Please refer to the Methodology document provided for definitions and scoring information. | N/A | N/A | N/A | N/A | N/A | N/A | N/A | N/A | N/A | N/A | N/A | N/A | N/A | N/A | N/A | N/A | N/A | N/A | N/A | N/A | N/A | N/A | N/A | N/A | N/A | N/A | N/A | N/A | N/A
51dU | WEF Const 17 | Smart Metering Visits | Household water audit | Customer Options | Company Wide | Unconstrained | N | N/A | N/A | N | N | N |  |  |  | Each option was taken through a second scoping process to ensure it is suitable to be used in the preferred scenarios. The process was designed to assess whether it was appropriate to take each option forward. Each option was rated 1-5 depending on their impact/value for several different categories and looking at the water savings of >30 litres based on current knowledge and evidence. This option scored an 8 and or is an enabler for further water efficiency activity. Please refer to the Methodology document provided for definitions and scoring information. | N/A | N/A | N/A | N/A | N/A | N/A | N/A | N/A | N/A | N/A | N/A | N/A | N/A | N/A | N/A | N/A | N/A | N/A | N/A | N/A | N/A | N/A | N/A | N/A | N/A | N/A | N/A | N/A | N/A
51dU | WEF Const 18 | Water Quality Visits | Household water audit | Customer Options | Company Wide | Unconstrained | N | N/A | N/A | N | N | N |  |  |  | Each option was taken through a second scoping process to ensure it is suitable to be used in the preferred scenarios. The process was designed to assess whether it was appropriate to take each option forward. Each option was rated 1-5 depending on their impact/value for several different categories and looking at the water savings of >30 litres based on current knowledge and evidence. This option scored an 8 and or is an enabler for further water efficiency activity. Please refer to the Methodology document provided for definitions and scoring information. | N/A | N/A | N/A | N/A | N/A | N/A | N/A | N/A | N/A | N/A | N/A | N/A | N/A | N/A | N/A | N/A | N/A | N/A | N/A | N/A | N/A | N/A | N/A | N/A | N/A | N/A | N/A | N/A | N/A
51dU | WEF Const 19 | Priority Service Register Visits | Household water audit | Customer Options | Company Wide | Unconstrained | N | N/A | N/A | N | N | N |  |  |  | Each option was taken through a second scoping process to ensure it is suitable to be used in the preferred scenarios. The process was designed to assess whether it was appropriate to take each option forward. Each option was rated 1-5 depending on their impact/value for several different categories and looking at the water savings of >30 litres based on current knowledge and evidence. This option scored an 8 and or is an enabler for further water efficiency activity. Please refer to the Methodology document provided for definitions and scoring information. | N/A | N/A | N/A | N/A | N/A | N/A | N/A | N/A | N/A | N/A | N/A | N/A | N/A | N/A | N/A | N/A | N/A | N/A | N/A | N/A | N/A | N/A | N/A | N/A | N/A | N/A | N/A | N/A | N/A
51dU | WEF Const 20 | Customer Side Leakage Contact Visits | Household water audit | Customer Options | Company Wide | Unconstrained | N | N/A | N/A | N | N | N |  |  |  | Each option was taken through a second scoping process to ensure it is suitable to be used in the preferred scenarios. The process was designed to assess whether it was appropriate to take each option forward. Each option was rated 1-5 depending on their impact/value for several different categories and looking at the water savings of >30 litres based on current knowledge and evidence. This option scored an 8 and or is an enabler for further water efficiency activity. Please refer to the Methodology document provided for definitions and scoring information. | N/A | N/A | N/A | N/A | N/A | N/A | N/A | N/A | N/A | N/A | N/A | N/A | N/A | N/A | N/A | N/A | N/A | N/A | N/A | N/A | N/A | N/A | N/A | N/A | N/A | N/A | N/A | N/A | N/A
51dU | WEF Const 21 | Landlord/Social Housing Visits | Household water audit | Customer Options | Company Wide | Unconstrained | N | N/A | N/A | N | N | N |  |  |  | Each option was taken through a second scoping process to ensure it is suitable to be used in the preferred scenarios. The process was designed to assess whether it was appropriate to take each option forward. Each option was rated 1-5 depending on their impact/value for several different categories and looking at the water savings of >30 litres based on current knowledge and evidence. This option scored an 8 and or is an enabler for further water efficiency activity. Please refer to the Methodology document provided for definitions and scoring information. | N/A | N/A | N/A | N/A | N/A | N/A | N/A | N/A | N/A | N/A | N/A | N/A | N/A | N/A | N/A | N/A | N/A | N/A | N/A | N/A | N/A | N/A | N/A | N/A | N/A | N/A | N/A | N/A | N/A
51dU | WEF Const 22 | Home Movers Visit (MIMO) | Household water audit | Customer Options | Company Wide | Unconstrained | N | N/A | N/A | N | N | N |  |  |  | Each option was taken through a second scoping process to ensure it is suitable to be used in the preferred scenarios. The process was designed to assess whether it was appropriate to take each option forward. Each option was rated 1-5 depending on their impact/value for several different categories and looking at the water savings of >30 litres based on current knowledge and evidence. This option scored an 8 and or is an enabler for further water efficiency activity. Please refer to the Methodology document provided for definitions and scoring information. | N/A | N/A | N/A | N/A | N/A | N/A | N/A | N/A | N/A | N/A | N/A | N/A | N/A | N/A | N/A | N/A | N/A | N/A | N/A | N/A | N/A | N/A | N/A | N/A | N/A | N/A | N/A | N/A | N/A
51dU | WEF Const 23 | Virtual Visits | Household water audit | Customer Options | Company Wide | Unconstrained | N | N/A | N/A | N | N | N |  |  |  | Each option was taken through a second scoping process to ensure it is suitable to be used in the preferred scenarios. The process was designed to assess whether it was appropriate to take each option forward. Each option was rated 1-5 depending on their impact/value for several different categories and looking at the water savings of >30 litres based on current knowledge and evidence. This option scored an 8 and or is an enabler for further water efficiency activity. Please refer to the Methodology document provided for definitions and scoring information. | N/A | N/A | N/A | N/A | N/A | N/A | N/A | N/A | N/A | N/A | N/A | N/A | N/A | N/A | N/A | N/A | N/A | N/A | N/A | N/A | N/A | N/A | N/A | N/A | N/A | N/A | N/A | N/A | N/A
51dU | WEF Const 24 | HomeServe Visits | Household water audit | Customer Options | Company Wide | Unconstrained | N | N/A | N/A | N | N | N |  |  |  | Each option was taken through a second scoping process to ensure it is suitable to be used in the preferred scenarios. The process was designed to assess whether it was appropriate to take each option forward. Each option was rated 1-5 depending on their impact/value for several different categories and looking at the water savings of >30 litres based on current knowledge and evidence. This option scored an 8 and or is an enabler for further water efficiency activity. Please refer to the Methodology document provided for definitions and scoring information. | N/A | N/A | N/A | N/A | N/A | N/A | N/A | N/A | N/A | N/A | N/A | N/A | N/A | N/A | N/A | N/A | N/A | N/A | N/A | N/A | N/A | N/A | N/A | N/A | N/A | N/A | N/A | N/A | N/A
51dU | WEF Const 25 | Dishwasher Rebates | Other water efficiency | Customer Options | Company Wide | Unconstrained | N | N/A | N/A | N | N | N |  |  |  | Each option was taken through a second scoping process to ensure it is suitable to be used in the preferred scenarios. The process was designed to assess whether it was appropriate to take each option forward. Each option was rated 1-5 depending on their impact/value for several different categories and looking at the water savings of >30 litres based on current knowledge and evidence. This option scored an 8 and or is an enabler for further water efficiency activity. Please refer to the Methodology document provided for definitions and scoring information. | N/A | N/A | N/A | N/A | N/A | N/A | N/A | N/A | N/A | N/A | N/A | N/A | N/A | N/A | N/A | N/A | N/A | N/A | N/A | N/A | N/A | N/A | N/A | N/A | N/A | N/A | N/A | N/A | N/A
51dU | WEF Const 26 | Smart Irrigation Rebates | Other water efficiency | Customer Options | Company Wide | Unconstrained | N | N/A | N/A | N | N | N |  |  |  | Each option was taken through a second scoping process to ensure it is suitable to be used in the preferred scenarios. The process was designed to assess whether it was appropriate to take each option forward. Each option was rated 1-5 depending on their impact/value for several different categories and looking at the water savings of >30 litres based on current knowledge and evidence. This option scored an 8 and or is an enabler for further water efficiency activity. Please refer to the Methodology document provided for definitions and scoring information. | N/A | N/A | N/A | N/A | N/A | N/A | N/A | N/A | N/A | N/A | N/A | N/A | N/A | N/A | N/A | N/A | N/A | N/A | N/A | N/A | N/A | N/A | N/A | N/A | N/A | N/A | N/A | N/A | N/A
51dU | WEF Const 27 | Multi Industry Collaboration (focusing on fuel and water poverty) | Other water efficiency | Customer Options | Company Wide | Unconstrained | N | N/A | N/A | N | N | N |  |  |  | Each option was taken through a second scoping process to ensure it is suitable to be used in the preferred scenarios. The process was designed to assess whether it was appropriate to take each option forward. Each option was rated 1-5 depending on their impact/value for several different categories and looking at the water savings of >30 litres based on current knowledge and evidence. This option scored an 8 and or is an enabler for further water efficiency activity. Please refer to the Methodology document provided for definitions and scoring information. | N/A | N/A | N/A | N/A | N/A | N/A | N/A | N/A | N/A | N/A | N/A | N/A | N/A | N/A | N/A | N/A | N/A | N/A | N/A | N/A | N/A | N/A | N/A | N/A | N/A | N/A | N/A | N/A | N/A
51dU | WEF Const 28 | Multi Industry Collaboration (focusing on hot water efficiency) | Other water efficiency | Customer Options | Company Wide | Unconstrained | N | N/A | N/A | N | N | N |  |  |  | Each option was taken through a second scoping process to ensure it is suitable to be used in the preferred scenarios. The process was designed to assess whether it was appropriate to take each option forward. Each option was rated 1-5 depending on their impact/value for several different categories and looking at the water savings of >30 litres based on current knowledge and evidence. This option scored an 8 and or is an enabler for further water efficiency activity. Please refer to the Methodology document provided for definitions and scoring information. | N/A | N/A | N/A | N/A | N/A | N/A | N/A | N/A | N/A | N/A | N/A | N/A | N/A | N/A | N/A | N/A | N/A | N/A | N/A | N/A | N/A | N/A | N/A | N/A | N/A | N/A | N/A | N/A | N/A
51dU | WEF Const 29 | Water Labelling engagement | Other water efficiency | Customer Options | Company Wide | Unconstrained | N | N/A | N/A | N | N | N |  |  |  | Each option was taken through a second scoping process to ensure it is suitable to be used in the preferred scenarios. The process was designed to assess whether it was appropriate to take each option forward. Each option was rated 1-5 depending on their impact/value for several different categories and looking at the water savings of >30 litres based on current knowledge and evidence. This option scored an 8 and or is an enabler for further water efficiency activity. Please refer to the Methodology document provided for definitions and scoring information. | N/A | N/A | N/A | N/A | N/A | N/A | N/A | N/A | N/A | N/A | N/A | N/A | N/A | N/A | N/A | N/A | N/A | N/A | N/A | N/A | N/A | N/A | N/A | N/A | N/A | N/A | N/A | N/A | N/A
51dU | WEF Const 30 | Government Grants and Policies | Other water efficiency | Customer Options | Company Wide | Unconstrained | N | N/A | N/A | N | N | N |  |  |  | Each option was taken through a second scoping process to ensure it is suitable to be used in the preferred scenarios. The process was designed to assess whether it was appropriate to take each option forward. Each option was rated 1-5 depending on their impact/value for several different categories and looking at the water savings of >30 litres based on current knowledge and evidence. This option scored an 8 and or is an enabler for further water efficiency activity. Please refer to the Methodology document provided for definitions and scoring information. | N/A | N/A | N/A | N/A | N/A | N/A | N/A | N/A | N/A | N/A | N/A | N/A | N/A | N/A | N/A | N/A | N/A | N/A | N/A | N/A | N/A | N/A | N/A | N/A | N/A | N/A | N/A | N/A | N/A
51dU | WEF Const 31 | Banning sales of water wasting items and looking at new purchase trends | Other water efficiency | Customer Options | Company Wide | Unconstrained | N | N/A | N/A | N | N | N |  |  |  | Each option was taken through a second scoping process to ensure it is suitable to be used in the preferred scenarios. The process was designed to assess whether it was appropriate to take each option forward. Each option was rated 1-5 depending on their impact/value for several different categories and looking at the water savings of >30 litres based on current knowledge and evidence. This option scored an 8 and or is an enabler for further water efficiency activity. Please refer to the Methodology document provided for definitions and scoring information. | N/A | N/A | N/A | N/A | N/A | N/A | N/A | N/A | N/A | N/A | N/A | N/A | N/A | N/A | N/A | N/A | N/A | N/A | N/A | N/A | N/A | N/A | N/A | N/A | N/A | N/A | N/A | N/A | N/A
51dU | WEF Const 32 | BabyDam | Other water efficiency | Customer Options | Company Wide | Unconstrained | N | N/A | N/A | N | N | N |  |  |  | Each option was taken through a second scoping process to ensure it is suitable to be used in the preferred scenarios. The process was designed to assess whether it was appropriate to take each option forward. Each option was rated 1-5 depending on their impact/value for several different categories and looking at the water savings of >30 litres based on current knowledge and evidence. This option scored an 8 and or is an enabler for further water efficiency activity. Please refer to the Methodology document provided for definitions and scoring information. | N/A | N/A | N/A | N/A | N/A | N/A | N/A | N/A | N/A | N/A | N/A | N/A | N/A | N/A | N/A | N/A | N/A | N/A | N/A | N/A | N/A | N/A | N/A | N/A | N/A | N/A | N/A | N/A | N/A
51dU | WEF Const 33 | NWG New Build Inspector - Checking new build properties against standards | Other water efficiency | Customer Options | Company Wide | Unconstrained | N | N/A | N/A | N | N | N |  |  |  | Each option was taken through a second scoping process to ensure it is suitable to be used in the preferred scenarios. The process was designed to assess whether it was appropriate to take each option forward. Each option was rated 1-5 depending on their impact/value for several different categories and looking at the water savings of >30 litres based on current knowledge and evidence. This option scored an 8 and or is an enabler for further water efficiency activity. Please refer to the Methodology document provided for definitions and scoring information. | N/A | N/A | N/A | N/A | N/A | N/A | N/A | N/A | N/A | N/A | N/A | N/A | N/A | N/A | N/A | N/A | N/A | N/A | N/A | N/A | N/A | N/A | N/A | N/A | N/A | N/A | N/A | N/A | N/A
51dU | WEF Const 34 | University Accomodation Visits | Household water audit | Customer Options | Company Wide | Unconstrained | N | N/A | N/A | N | N | N |  |  |  | Each option was taken through a second scoping process to ensure it is suitable to be used in the preferred scenarios. The process was designed to assess whether it was appropriate to take each option forward. Each option was rated 1-5 depending on their impact/value for several different categories and looking at the water savings of >30 litres based on current knowledge and evidence. This option scored an 8 and or is an enabler for further water efficiency activity. Please refer to the Methodology document provided for definitions and scoring information. | N/A | N/A | N/A | N/A | N/A | N/A | N/A | N/A | N/A | N/A | N/A | N/A | N/A | N/A | N/A | N/A | N/A | N/A | N/A | N/A | N/A | N/A | N/A | N/A | N/A | N/A | N/A | N/A | N/A
51dU | WEF Const 35 | Water and Energy Saving Visits | Household water audit | Customer Options | Company Wide | Unconstrained | N | N/A | N/A | N | N | N |  |  |  | Each option was taken through a second scoping process to ensure it is suitable to be used in the preferred scenarios. The process was designed to assess whether it was appropriate to take each option forward. Each option was rated 1-5 depending on their impact/value for several different categories and looking at the water savings of >30 litres based on current knowledge and evidence. This option scored an 8 and or is an enabler for further water efficiency activity. Please refer to the Methodology document provided for definitions and scoring information. | N/A | N/A | N/A | N/A | N/A | N/A | N/A | N/A | N/A | N/A | N/A | N/A | N/A | N/A | N/A | N/A | N/A | N/A | N/A | N/A | N/A | N/A | N/A | N/A | N/A | N/A | N/A | N/A | N/A
51dU | WEF Const 36 | Landlord Training and Support | Other water efficiency | Customer Options | Company Wide | Unconstrained | N | N/A | N/A | N | N | N |  |  |  | Each option was taken through a second scoping process to ensure it is suitable to be used in the preferred scenarios. The process was designed to assess whether it was appropriate to take each option forward. Each option was rated 1-5 depending on their impact/value for several different categories and looking at the water savings of >30 litres based on current knowledge and evidence. This option scored an 8 and or is an enabler for further water efficiency activity. Please refer to the Methodology document provided for definitions and scoring information. | N/A | N/A | N/A | N/A | N/A | N/A | N/A | N/A | N/A | N/A | N/A | N/A | N/A | N/A | N/A | N/A | N/A | N/A | N/A | N/A | N/A | N/A | N/A | N/A | N/A | N/A | N/A | N/A | N/A
51dU | WEF Const 37 | Rainwater reuse incentive | Other water efficiency | Customer Options | Company Wide | Unconstrained | N | N/A | N/A | N | N | N |  |  |  | Each option was taken through a second scoping process to ensure it is suitable to be used in the preferred scenarios. The process was designed to assess whether it was appropriate to take each option forward. Each option was rated 1-5 depending on their impact/value for several different categories and looking at the water savings of >30 litres based on current knowledge and evidence. This option scored an 8 and or is an enabler for further water efficiency activity. Please refer to the Methodology document provided for definitions and scoring information. | N/A | N/A | N/A | N/A | N/A | N/A | N/A | N/A | N/A | N/A | N/A | N/A | N/A | N/A | N/A | N/A | N/A | N/A | N/A | N/A | N/A | N/A | N/A | N/A | N/A | N/A | N/A | N/A | N/A
51dU | WEF Const 38 | Shower use intervention - digital device | Other water efficiency | Customer Options | Company Wide | Unconstrained | N | N/A | N/A | N | N | N |  |  |  | Each option was taken through a second scoping process to ensure it is suitable to be used in the preferred scenarios. The process was designed to assess whether it was appropriate to take each option forward. Each option was rated 1-5 depending on their impact/value for several different categories and looking at the water savings of >30 litres based on current knowledge and evidence. This option scored an 8 and or is an enabler for further water efficiency activity. Please refer to the Methodology document provided for definitions and scoring information. | N/A | N/A | N/A | N/A | N/A | N/A | N/A | N/A | N/A | N/A | N/A | N/A | N/A | N/A | N/A | N/A | N/A | N/A | N/A | N/A | N/A | N/A | N/A | N/A | N/A | N/A | N/A | N/A | N/A
51dU | WEF Const 39 | Bathroom Redesign - incentive | Other water efficiency | Customer Options | Company Wide | Unconstrained | N | N/A | N/A | N | N | N |  |  |  | Each option was taken through a second scoping process to ensure it is suitable to be used in the preferred scenarios. The process was designed to assess whether it was appropriate to take each option forward. Each option was rated 1-5 depending on their impact/value for several different categories and looking at the water savings of >30 litres based on current knowledge and evidence. This option scored an 8 and or is an enabler for further water efficiency activity. Please refer to the Methodology document provided for definitions and scoring information. | N/A | N/A | N/A | N/A | N/A | N/A | N/A | N/A | N/A | N/A | N/A | N/A | N/A | N/A | N/A | N/A | N/A | N/A | N/A | N/A | N/A | N/A | N/A | N/A | N/A | N/A | N/A | N/A | N/A
51dU | WEF Const 40 | Behaviour change - home movers pack | Other water efficiency | Customer Options | Company Wide | Unconstrained | N | N/A | N/A | N | N | N |  |  |  | Each option was taken through a second scoping process to ensure it is suitable to be used in the preferred scenarios. The process was designed to assess whether it was appropriate to take each option forward. Each option was rated 1-5 depending on their impact/value for several different categories and looking at the water savings of >30 litres based on current knowledge and evidence. This option scored an 8 and or is an enabler for further water efficiency activity. Please refer to the Methodology document provided for definitions and scoring information. | N/A | N/A | N/A | N/A | N/A | N/A | N/A | N/A | N/A | N/A | N/A | N/A | N/A | N/A | N/A | N/A | N/A | N/A | N/A | N/A | N/A | N/A | N/A | N/A | N/A | N/A | N/A | N/A | N/A
51dU | WEF Const 41 | House builder engagement - Water reuse and recycling | Other water efficiency | Customer Options | Company Wide | Unconstrained | N | N/A | N/A | N | N | N |  |  |  | Each option was taken through a second scoping process to ensure it is suitable to be used in the preferred scenarios. The process was designed to assess whether it was appropriate to take each option forward. Each option was rated 1-5 depending on their impact/value for several different categories and looking at the water savings of >30 litres based on current knowledge and evidence. This option scored an 8 and or is an enabler for further water efficiency activity. Please refer to the Methodology document provided for definitions and scoring information. | N/A | N/A | N/A | N/A | N/A | N/A | N/A | N/A | N/A | N/A | N/A | N/A | N/A | N/A | N/A | N/A | N/A | N/A | N/A | N/A | N/A | N/A | N/A | N/A | N/A | N/A | N/A | N/A | N/A
51dU | WEF Const 42 | Rainwater Reuse Incentive - Tariff | Tariff | Customer Options | Company Wide | Unconstrained | N | N/A | N/A | N | N | N |  |  |  | Each option was taken through a second scoping process to ensure it is suitable to be used in the preferred scenarios. The process was designed to assess whether it was appropriate to take each option forward. Each option was rated 1-5 depending on their impact/value for several different categories and looking at the water savings of >30 litres based on current knowledge and evidence. This option scored an 8 and or is an enabler for further water efficiency activity. Please refer to the Methodology document provided for definitions and scoring information. | N/A | N/A | N/A | N/A | N/A | N/A | N/A | N/A | N/A | N/A | N/A | N/A | N/A | N/A | N/A | N/A | N/A | N/A | N/A | N/A | N/A | N/A | N/A | N/A | N/A | N/A | N/A | N/A | N/A
51dU | WEF Const 43 | Energy Performance Certificates - added into EPC | Other water efficiency | Customer Options | Company Wide | Unconstrained | N | N/A | N/A | N | N | N |  |  |  | Each option was taken through a second scoping process to ensure it is suitable to be used in the preferred scenarios. The process was designed to assess whether it was appropriate to take each option forward. Each option was rated 1-5 depending on their impact/value for several different categories and looking at the water savings of >30 litres based on current knowledge and evidence. This option scored an 8 and or is an enabler for further water efficiency activity. Please refer to the Methodology document provided for definitions and scoring information. | N/A | N/A | N/A | N/A | N/A | N/A | N/A | N/A | N/A | N/A | N/A | N/A | N/A | N/A | N/A | N/A | N/A | N/A | N/A | N/A | N/A | N/A | N/A | N/A | N/A | N/A | N/A | N/A | N/A
51dU | WEF Const 44 | Property Certificates - water only | Other water efficiency | Customer Options | Company Wide | Unconstrained | N | N/A | N/A | N | N | N |  |  |  | Each option was taken through a second scoping process to ensure it is suitable to be used in the preferred scenarios. The process was designed to assess whether it was appropriate to take each option forward. Each option was rated 1-5 depending on their impact/value for several different categories and looking at the water savings of >30 litres based on current knowledge and evidence. This option scored an 8 and or is an enabler for further water efficiency activity. Please refer to the Methodology document provided for definitions and scoring information. | N/A | N/A | N/A | N/A | N/A | N/A | N/A | N/A | N/A | N/A | N/A | N/A | N/A | N/A | N/A | N/A | N/A | N/A | N/A | N/A | N/A | N/A | N/A | N/A | N/A | N/A | N/A | N/A | N/A
51dU | WEF Const 45 | Engaging with Britain in Bloom and Garden Centres | Other water efficiency | Customer Options | Company Wide | Unconstrained | N | N/A | N/A | N | N | N |  |  |  | Each option was taken through a second scoping process to ensure it is suitable to be used in the preferred scenarios. The process was designed to assess whether it was appropriate to take each option forward. Each option was rated 1-5 depending on their impact/value for several different categories and looking at the water savings of >30 litres based on current knowledge and evidence. This option scored an 8 and or is an enabler for further water efficiency activity. Please refer to the Methodology document provided for definitions and scoring information. | N/A | N/A | N/A | N/A | N/A | N/A | N/A | N/A | N/A | N/A | N/A | N/A | N/A | N/A | N/A | N/A | N/A | N/A | N/A | N/A | N/A | N/A | N/A | N/A | N/A | N/A | N/A | N/A | N/A
51dU | WEF Const 46 | Digital displays for appliances | Other water efficiency | Customer Options | Company Wide | Unconstrained | N | N/A | N/A | N | N | N |  |  |  | Each option was taken through a second scoping process to ensure it is suitable to be used in the preferred scenarios. The process was designed to assess whether it was appropriate to take each option forward. Each option was rated 1-5 depending on their impact/value for several different categories and looking at the water savings of >30 litres based on current knowledge and evidence. This option scored an 8 and or is an enabler for further water efficiency activity. Please refer to the Methodology document provided for definitions and scoring information. | N/A | N/A | N/A | N/A | N/A | N/A | N/A | N/A | N/A | N/A | N/A | N/A | N/A | N/A | N/A | N/A | N/A | N/A | N/A | N/A | N/A | N/A | N/A | N/A | N/A | N/A | N/A | N/A | N/A
51dU | WEF Const 47 | Annual Campaign - Fix a Leak Week | Other water efficiency | Customer Options | Company Wide | Unconstrained | N | N/A | N/A | N | N | N |  |  |  | Each option was taken through a second scoping process to ensure it is suitable to be used in the preferred scenarios. The process was designed to assess whether it was appropriate to take each option forward. Each option was rated 1-5 depending on their impact/value for several different categories and looking at the water savings of >30 litres based on current knowledge and evidence. This option scored an 8 and or is an enabler for further water efficiency activity. Please refer to the Methodology document provided for definitions and scoring information. | N/A | N/A | N/A | N/A | N/A | N/A | N/A | N/A | N/A | N/A | N/A | N/A | N/A | N/A | N/A | N/A | N/A | N/A | N/A | N/A | N/A | N/A | N/A | N/A | N/A | N/A | N/A | N/A | N/A
51dU | WEF Const 48 | Community Wastewater Recycling | Other water efficiency | Customer Options | Company Wide | Unconstrained | N | N/A | N/A | N | N | N |  |  |  | Each option was taken through a second scoping process to ensure it is suitable to be used in the preferred scenarios. The process was designed to assess whether it was appropriate to take each option forward. Each option was rated 1-5 depending on their impact/value for several different categories and looking at the water savings of >30 litres based on current knowledge and evidence. This option scored an 8 and or is an enabler for further water efficiency activity. Please refer to the Methodology document provided for definitions and scoring information. | N/A | N/A | N/A | N/A | N/A | N/A | N/A | N/A | N/A | N/A | N/A | N/A | N/A | N/A | N/A | N/A | N/A | N/A | N/A | N/A | N/A | N/A | N/A | N/A | N/A | N/A | N/A | N/A | N/A
51dU | WEF Const 49 | Pressure Washer Notice | Other water efficiency | Customer Options | Company Wide | Unconstrained | N | N/A | N/A | N | N | N |  |  |  | Each option was taken through a second scoping process to ensure it is suitable to be used in the preferred scenarios. The process was designed to assess whether it was appropriate to take each option forward. Each option was rated 1-5 depending on their impact/value for several different categories and looking at the water savings of >30 litres based on current knowledge and evidence. This option scored an 8 and or is an enabler for further water efficiency activity. Please refer to the Methodology document provided for definitions and scoring information. | N/A | N/A | N/A | N/A | N/A | N/A | N/A | N/A | N/A | N/A | N/A | N/A | N/A | N/A | N/A | N/A | N/A | N/A | N/A | N/A | N/A | N/A | N/A | N/A | N/A | N/A | N/A | N/A | N/A
51dU | WEF Const 50 | Gardening timer for sprinkler system - nudge theory | Other water efficiency | Customer Options | Company Wide | Unconstrained | N | N/A | N/A | N | N | N |  |  |  | Each option was taken through a second scoping process to ensure it is suitable to be used in the preferred scenarios. The process was designed to assess whether it was appropriate to take each option forward. Each option was rated 1-5 depending on their impact/value for several different categories and looking at the water savings of >30 litres based on current knowledge and evidence. This option scored an 8 and or is an enabler for further water efficiency activity. Please refer to the Methodology document provided for definitions and scoring information. | N/A | N/A | N/A | N/A | N/A | N/A | N/A | N/A | N/A | N/A | N/A | N/A | N/A | N/A | N/A | N/A | N/A | N/A | N/A | N/A | N/A | N/A | N/A | N/A | N/A | N/A | N/A | N/A | N/A
51dU | WEF Const 51 | Internal leakage repair - education | Other water efficiency | Customer Options | Company Wide | Unconstrained | N | N/A | N/A | N | N | N |  |  |  | Each option was taken through a second scoping process to ensure it is suitable to be used in the preferred scenarios. The process was designed to assess whether it was appropriate to take each option forward. Each option was rated 1-5 depending on their impact/value for several different categories and looking at the water savings of >30 litres based on current knowledge and evidence. This option scored an 8 and or is an enabler for further water efficiency activity. Please refer to the Methodology document provided for definitions and scoring information. | N/A | N/A | N/A | N/A | N/A | N/A | N/A | N/A | N/A | N/A | N/A | N/A | N/A | N/A | N/A | N/A | N/A | N/A | N/A | N/A | N/A | N/A | N/A | N/A | N/A | N/A | N/A | N/A | N/A
51dU | WEF Const 52 | Bathroom Redesign - education | Other water efficiency | Customer Options | Company Wide | Unconstrained | N | N/A | N/A | N | N | N |  |  |  | Each option was taken through a second scoping process to ensure it is suitable to be used in the preferred scenarios. The process was designed to assess whether it was appropriate to take each option forward. Each option was rated 1-5 depending on their impact/value for several different categories and looking at the water savings of >30 litres based on current knowledge and evidence. This option scored an 8 and or is an enabler for further water efficiency activity. Please refer to the Methodology document provided for definitions and scoring information. | N/A | N/A | N/A | N/A | N/A | N/A | N/A | N/A | N/A | N/A | N/A | N/A | N/A | N/A | N/A | N/A | N/A | N/A | N/A | N/A | N/A | N/A | N/A | N/A | N/A | N/A | N/A | N/A | N/A
51dU | WEF Const 53 | Regulation - new homes developer incentive VIC | Other water efficiency | Customer Options | Company Wide | Unconstrained | N | N/A | N/A | N | N | N |  |  |  | Each option was taken through a second scoping process to ensure it is suitable to be used in the preferred scenarios. The process was designed to assess whether it was appropriate to take each option forward. Each option was rated 1-5 depending on their impact/value for several different categories and looking at the water savings of >30 litres based on current knowledge and evidence. This option scored an 8 and or is an enabler for further water efficiency activity. Please refer to the Methodology document provided for definitions and scoring information. | N/A | N/A | N/A | N/A | N/A | N/A | N/A | N/A | N/A | N/A | N/A | N/A | N/A | N/A | N/A | N/A | N/A | N/A | N/A | N/A | N/A | N/A | N/A | N/A | N/A | N/A | N/A | N/A | N/A
51dU | WEF Const 54 | Washer Dryer Rebates | Other water efficiency | Customer Options | Company Wide | Unconstrained | N | N/A | N/A | N | N | N |  |  |  | Each option was taken through a second scoping process to ensure it is suitable to be used in the preferred scenarios. The process was designed to assess whether it was appropriate to take each option forward. Each option was rated 1-5 depending on their impact/value for several different categories and looking at the water savings of >30 litres based on current knowledge and evidence. This option scored an 8 and or is an enabler for further water efficiency activity. Please refer to the Methodology document provided for definitions and scoring information. | N/A | N/A | N/A | N/A | N/A | N/A | N/A | N/A | N/A | N/A | N/A | N/A | N/A | N/A | N/A | N/A | N/A | N/A | N/A | N/A | N/A | N/A | N/A | N/A | N/A | N/A | N/A | N/A | N/A
51dU | WEF Const 55 | Washing Machine Rebates | Other water efficiency | Customer Options | Company Wide | Unconstrained | N | N/A | N/A | N | N | N |  |  |  | Each option was taken through a second scoping process to ensure it is suitable to be used in the preferred scenarios. The process was designed to assess whether it was appropriate to take each option forward. Each option was rated 1-5 depending on their impact/value for several different categories and looking at the water savings of >30 litres based on current knowledge and evidence. This option scored an 8 and or is an enabler for further water efficiency activity. Please refer to the Methodology document provided for definitions and scoring information. | N/A | N/A | N/A | N/A | N/A | N/A | N/A | N/A | N/A | N/A | N/A | N/A | N/A | N/A | N/A | N/A | N/A | N/A | N/A | N/A | N/A | N/A | N/A | N/A | N/A | N/A | N/A | N/A | N/A
51dU | WEF Const 56 | Removal of decorative water use - fountains | Other water efficiency | Customer Options | Company Wide | Unconstrained | N | N/A | N/A | N | N | N |  |  |  | Each option was taken through a second scoping process to ensure it is suitable to be used in the preferred scenarios. The process was designed to assess whether it was appropriate to take each option forward. Each option was rated 1-5 depending on their impact/value for several different categories and looking at the water savings of >30 litres based on current knowledge and evidence. This option scored an 8 and or is an enabler for further water efficiency activity. Please refer to the Methodology document provided for definitions and scoring information. | N/A | N/A | N/A | N/A | N/A | N/A | N/A | N/A | N/A | N/A | N/A | N/A | N/A | N/A | N/A | N/A | N/A | N/A | N/A | N/A | N/A | N/A | N/A | N/A | N/A | N/A | N/A | N/A | N/A
51dU | WEF Const 57 | Reducing pressures | Other water efficiency | Customer Options | Company Wide | Unconstrained | N | N/A | N/A | N | N | N |  |  |  | Each option was taken through a second scoping process to ensure it is suitable to be used in the preferred scenarios. The process was designed to assess whether it was appropriate to take each option forward. Each option was rated 1-5 depending on their impact/value for several different categories and looking at the water savings of >30 litres based on current knowledge and evidence. This option scored an 8 and or is an enabler for further water efficiency activity. Please refer to the Methodology document provided for definitions and scoring information. | N/A | N/A | N/A | N/A | N/A | N/A | N/A | N/A | N/A | N/A | N/A | N/A | N/A | N/A | N/A | N/A | N/A | N/A | N/A | N/A | N/A | N/A | N/A | N/A | N/A | N/A | N/A | N/A | N/A
51dU | WEF Const 58 | High water use alerts for customers (area specific) | Other water efficiency | Customer Options | Company Wide | Unconstrained | N | N/A | N/A | N | N | N |  |  |  | Each option was taken through a second scoping process to ensure it is suitable to be used in the preferred scenarios. The process was designed to assess whether it was appropriate to take each option forward. Each option was rated 1-5 depending on their impact/value for several different categories and looking at the water savings of >30 litres based on current knowledge and evidence. This option scored an 8 and or is an enabler for further water efficiency activity. Please refer to the Methodology document provided for definitions and scoring information. | N/A | N/A | N/A | N/A | N/A | N/A | N/A | N/A | N/A | N/A | N/A | N/A | N/A | N/A | N/A | N/A | N/A | N/A | N/A | N/A | N/A | N/A | N/A | N/A | N/A | N/A | N/A | N/A | N/A
51dU | WEF Const 59 | High water use alerts for customers (customer specific) | Other water efficiency | Customer Options | Company Wide | Unconstrained | N | N/A | N/A | N | N | N |  |  |  | Each option was taken through a second scoping process to ensure it is suitable to be used in the preferred scenarios. The process was designed to assess whether it was appropriate to take each option forward. Each option was rated 1-5 depending on their impact/value for several different categories and looking at the water savings of >30 litres based on current knowledge and evidence. This option scored an 8 and or is an enabler for further water efficiency activity. Please refer to the Methodology document provided for definitions and scoring information. | N/A | N/A | N/A | N/A | N/A | N/A | N/A | N/A | N/A | N/A | N/A | N/A | N/A | N/A | N/A | N/A | N/A | N/A | N/A | N/A | N/A | N/A | N/A | N/A | N/A | N/A | N/A | N/A | N/A
51dU | WEF Const 60 | TV advert for local region | Water efficiency customer education / awareness | Customer Options | Company Wide | Unconstrained | N | N/A | N/A | N | N | N |  |  |  | Each option was taken through a second scoping process to ensure it is suitable to be used in the preferred scenarios. The process was designed to assess whether it was appropriate to take each option forward. Each option was rated 1-5 depending on their impact/value for several different categories and looking at the water savings of >30 litres based on current knowledge and evidence. This option scored an 8 and or is an enabler for further water efficiency activity. Please refer to the Methodology document provided for definitions and scoring information. | N/A | N/A | N/A | N/A | N/A | N/A | N/A | N/A | N/A | N/A | N/A | N/A | N/A | N/A | N/A | N/A | N/A | N/A | N/A | N/A | N/A | N/A | N/A | N/A | N/A | N/A | N/A | N/A | N/A
51dU | WEF Uncon 1 | Personalised Water saving kits | Other water efficiency | Customer Options | Company Wide | Unconstrained | N | N/A | N/A | N | N | N |  |  |  | Each option was taken through a scoping process to ensure it is feasible. The process was designed to assess whether it was appropriate to take each option forward. Each option was rated 1-5 depending on their impact/value for several different categories and those that showed a final rating of above 60% were deemed as feasible options. This option scored less than 60%. Please refer to the Methodology document provided for definitions and scoring information. | N/A | N/A | N/A | N/A | N/A | N/A | N/A | N/A | N/A | N/A | N/A | N/A | N/A | N/A | N/A | N/A | N/A | N/A | N/A | N/A | N/A | N/A | N/A | N/A | N/A | N/A | N/A | N/A | N/A
51dU | WEF Uncon 2 | Digital Engagement Platform | Other water efficiency | Customer Options | Company Wide | Unconstrained | N | N/A | N/A | N | N | N |  |  |  | Each option was taken through a scoping process to ensure it is feasible. The process was designed to assess whether it was appropriate to take each option forward. Each option was rated 1-5 depending on their impact/value for several different categories and those that showed a final rating of above 60% were deemed as feasible options. This option scored less than 60%. Please refer to the Methodology document provided for definitions and scoring information. | N/A | N/A | N/A | N/A | N/A | N/A | N/A | N/A | N/A | N/A | N/A | N/A | N/A | N/A | N/A | N/A | N/A | N/A | N/A | N/A | N/A | N/A | N/A | N/A | N/A | N/A | N/A | N/A | N/A
51dU | WEF Uncon 3 | Garden Redesign | Other water efficiency | Customer Options | Company Wide | Unconstrained | N | N/A | N/A | N | N | N |  |  |  | Each option was taken through a scoping process to ensure it is feasible. The process was designed to assess whether it was appropriate to take each option forward. Each option was rated 1-5 depending on their impact/value for several different categories and those that showed a final rating of above 60% were deemed as feasible options. This option scored less than 60%. Please refer to the Methodology document provided for definitions and scoring information. | N/A | N/A | N/A | N/A | N/A | N/A | N/A | N/A | N/A | N/A | N/A | N/A | N/A | N/A | N/A | N/A | N/A | N/A | N/A | N/A | N/A | N/A | N/A | N/A | N/A | N/A | N/A | N/A | N/A
51dU | WEF Uncon 4 | Behaviour change - internally | Other water efficiency | Customer Options | Company Wide | Unconstrained | N | N/A | N/A | N | N | N |  |  |  | Each option was taken through a scoping process to ensure it is feasible. The process was designed to assess whether it was appropriate to take each option forward. Each option was rated 1-5 depending on their impact/value for several different categories and those that showed a final rating of above 60% were deemed as feasible options. This option scored less than 60%. Please refer to the Methodology document provided for definitions and scoring information. | N/A | N/A | N/A | N/A | N/A | N/A | N/A | N/A | N/A | N/A | N/A | N/A | N/A | N/A | N/A | N/A | N/A | N/A | N/A | N/A | N/A | N/A | N/A | N/A | N/A | N/A | N/A | N/A | N/A
51dU | WEF Uncon 5 | House builder engagement - overall water use/Part G with Developer Services | Other water efficiency | Customer Options | Company Wide | Unconstrained | N | N/A | N/A | N | N | N |  |  |  | Each option was taken through a scoping process to ensure it is feasible. The process was designed to assess whether it was appropriate to take each option forward. Each option was rated 1-5 depending on their impact/value for several different categories and those that showed a final rating of above 60% were deemed as feasible options. This option scored less than 60%. Please refer to the Methodology document provided for definitions and scoring information. | N/A | N/A | N/A | N/A | N/A | N/A | N/A | N/A | N/A | N/A | N/A | N/A | N/A | N/A | N/A | N/A | N/A | N/A | N/A | N/A | N/A | N/A | N/A | N/A | N/A | N/A | N/A | N/A | N/A
51dU | WEF Uncon 6 | Rainwater reuse - education | Other water efficiency | Customer Options | Company Wide | Unconstrained | N | N/A | N/A | N | N | N |  |  |  | Each option was taken through a scoping process to ensure it is feasible. The process was designed to assess whether it was appropriate to take each option forward. Each option was rated 1-5 depending on their impact/value for several different categories and those that showed a final rating of above 60% were deemed as feasible options. This option scored less than 60%. Please refer to the Methodology document provided for definitions and scoring information. | N/A | N/A | N/A | N/A | N/A | N/A | N/A | N/A | N/A | N/A | N/A | N/A | N/A | N/A | N/A | N/A | N/A | N/A | N/A | N/A | N/A | N/A | N/A | N/A | N/A | N/A | N/A | N/A | N/A
51dU | WEF Uncon 7 | Community Outreach - Water Warrior Influencer | Other water efficiency | Customer Options | Company Wide | Unconstrained | N | N/A | N/A | N | N | N |  |  |  | Each option was taken through a scoping process to ensure it is feasible. The process was designed to assess whether it was appropriate to take each option forward. Each option was rated 1-5 depending on their impact/value for several different categories and those that showed a final rating of above 60% were deemed as feasible options. This option scored less than 60%. Please refer to the Methodology document provided for definitions and scoring information. | N/A | N/A | N/A | N/A | N/A | N/A | N/A | N/A | N/A | N/A | N/A | N/A | N/A | N/A | N/A | N/A | N/A | N/A | N/A | N/A | N/A | N/A | N/A | N/A | N/A | N/A | N/A | N/A | N/A
51dU | WEF Uncon 8 | Community Outreach - Customer Champion programme | Other water efficiency | Customer Options | Company Wide | Unconstrained | N | N/A | N/A | N | N | N |  |  |  | Each option was taken through a scoping process to ensure it is feasible. The process was designed to assess whether it was appropriate to take each option forward. Each option was rated 1-5 depending on their impact/value for several different categories and those that showed a final rating of above 60% were deemed as feasible options. This option scored less than 60%. Please refer to the Methodology document provided for definitions and scoring information. | N/A | N/A | N/A | N/A | N/A | N/A | N/A | N/A | N/A | N/A | N/A | N/A | N/A | N/A | N/A | N/A | N/A | N/A | N/A | N/A | N/A | N/A | N/A | N/A | N/A | N/A | N/A | N/A | N/A
51dU | WEF Uncon 9 | Landscape Efficiency - Xeriscaping Guidance only | Other water efficiency | Customer Options | Company Wide | Unconstrained | N | N/A | N/A | N | N | N |  |  |  | Each option was taken through a scoping process to ensure it is feasible. The process was designed to assess whether it was appropriate to take each option forward. Each option was rated 1-5 depending on their impact/value for several different categories and those that showed a final rating of above 60% were deemed as feasible options. This option scored less than 60%. Please refer to the Methodology document provided for definitions and scoring information. | N/A | N/A | N/A | N/A | N/A | N/A | N/A | N/A | N/A | N/A | N/A | N/A | N/A | N/A | N/A | N/A | N/A | N/A | N/A | N/A | N/A | N/A | N/A | N/A | N/A | N/A | N/A | N/A | N/A
51dU | WEF Uncon 10 | Landscape Efficiency - Xeriscaping - Voucher scheme | Other water efficiency | Customer Options | Company Wide | Unconstrained | N | N/A | N/A | N | N | N |  |  |  | Each option was taken through a scoping process to ensure it is feasible. The process was designed to assess whether it was appropriate to take each option forward. Each option was rated 1-5 depending on their impact/value for several different categories and those that showed a final rating of above 60% were deemed as feasible options. This option scored less than 60%. Please refer to the Methodology document provided for definitions and scoring information. | N/A | N/A | N/A | N/A | N/A | N/A | N/A | N/A | N/A | N/A | N/A | N/A | N/A | N/A | N/A | N/A | N/A | N/A | N/A | N/A | N/A | N/A | N/A | N/A | N/A | N/A | N/A | N/A | N/A
51dU | WEF Uncon 11 | Engagement and Communication - Target 118 | Other water efficiency | Customer Options | Company Wide | Unconstrained | N | N/A | N/A | N | N | N |  |  |  | Each option was taken through a scoping process to ensure it is feasible. The process was designed to assess whether it was appropriate to take each option forward. Each option was rated 1-5 depending on their impact/value for several different categories and those that showed a final rating of above 60% were deemed as feasible options. This option scored less than 60%. Please refer to the Methodology document provided for definitions and scoring information. | N/A | N/A | N/A | N/A | N/A | N/A | N/A | N/A | N/A | N/A | N/A | N/A | N/A | N/A | N/A | N/A | N/A | N/A | N/A | N/A | N/A | N/A | N/A | N/A | N/A | N/A | N/A | N/A | N/A
51dU | WEF Uncon 12 | Reducing our own water use | Other water efficiency | Customer Options | Company Wide | Unconstrained | N | N/A | N/A | N | N | N |  |  |  | Each option was taken through a scoping process to ensure it is feasible. The process was designed to assess whether it was appropriate to take each option forward. Each option was rated 1-5 depending on their impact/value for several different categories and those that showed a final rating of above 60% were deemed as feasible options. This option scored less than 60%. Please refer to the Methodology document provided for definitions and scoring information. | N/A | N/A | N/A | N/A | N/A | N/A | N/A | N/A | N/A | N/A | N/A | N/A | N/A | N/A | N/A | N/A | N/A | N/A | N/A | N/A | N/A | N/A | N/A | N/A | N/A | N/A | N/A | N/A | N/A
51dU | WEF Uncon 13 | Selling Water Efficient products at cost price - Dual Flush Toilets | Other water efficiency | Customer Options | Company Wide | Unconstrained | N | N/A | N/A | N | N | N |  |  |  | Each option was taken through a scoping process to ensure it is feasible. The process was designed to assess whether it was appropriate to take each option forward. Each option was rated 1-5 depending on their impact/value for several different categories and those that showed a final rating of above 60% were deemed as feasible options. This option scored less than 60%. Please refer to the Methodology document provided for definitions and scoring information. | N/A | N/A | N/A | N/A | N/A | N/A | N/A | N/A | N/A | N/A | N/A | N/A | N/A | N/A | N/A | N/A | N/A | N/A | N/A | N/A | N/A | N/A | N/A | N/A | N/A | N/A | N/A | N/A | N/A
51dU | WEF Uncon 14 | Selling Water Efficient products at cost price - Aerated Showerheads | Other water efficiency | Customer Options | Company Wide | Unconstrained | N | N/A | N/A | N | N | N |  |  |  | Each option was taken through a scoping process to ensure it is feasible. The process was designed to assess whether it was appropriate to take each option forward. Each option was rated 1-5 depending on their impact/value for several different categories and those that showed a final rating of above 60% were deemed as feasible options. This option scored less than 60%. Please refer to the Methodology document provided for definitions and scoring information. | N/A | N/A | N/A | N/A | N/A | N/A | N/A | N/A | N/A | N/A | N/A | N/A | N/A | N/A | N/A | N/A | N/A | N/A | N/A | N/A | N/A | N/A | N/A | N/A | N/A | N/A | N/A | N/A | N/A
51dU | WEF Uncon 15 | Selling Water Efficient products at cost price - Tap Inserts | Other water efficiency | Customer Options | Company Wide | Unconstrained | N | N/A | N/A | N | N | N |  |  |  | Each option was taken through a scoping process to ensure it is feasible. The process was designed to assess whether it was appropriate to take each option forward. Each option was rated 1-5 depending on their impact/value for several different categories and those that showed a final rating of above 60% were deemed as feasible options. This option scored less than 60%. Please refer to the Methodology document provided for definitions and scoring information. | N/A | N/A | N/A | N/A | N/A | N/A | N/A | N/A | N/A | N/A | N/A | N/A | N/A | N/A | N/A | N/A | N/A | N/A | N/A | N/A | N/A | N/A | N/A | N/A | N/A | N/A | N/A | N/A | N/A
51dU | WEF Uncon 16 | Selling Water Efficient products at cost price or reduced- Babydam Bathwater barrier | Other water efficiency | Customer Options | Company Wide | Unconstrained | N | N/A | N/A | N | N | N |  |  |  | Each option was taken through a scoping process to ensure it is feasible. The process was designed to assess whether it was appropriate to take each option forward. Each option was rated 1-5 depending on their impact/value for several different categories and those that showed a final rating of above 60% were deemed as feasible options. This option scored less than 60%. Please refer to the Methodology document provided for definitions and scoring information. | N/A | N/A | N/A | N/A | N/A | N/A | N/A | N/A | N/A | N/A | N/A | N/A | N/A | N/A | N/A | N/A | N/A | N/A | N/A | N/A | N/A | N/A | N/A | N/A | N/A | N/A | N/A | N/A | N/A
51dU | WEF Uncon 17 | Children's TV show | Water efficiency customer education / awareness | Customer Options | Company Wide | Unconstrained | N | N/A | N/A | N | N | N |  |  |  | Each option was taken through a scoping process to ensure it is feasible. The process was designed to assess whether it was appropriate to take each option forward. Each option was rated 1-5 depending on their impact/value for several different categories and those that showed a final rating of above 60% were deemed as feasible options. This option scored less than 60%. Please refer to the Methodology document provided for definitions and scoring information. | N/A | N/A | N/A | N/A | N/A | N/A | N/A | N/A | N/A | N/A | N/A | N/A | N/A | N/A | N/A | N/A | N/A | N/A | N/A | N/A | N/A | N/A | N/A | N/A | N/A | N/A | N/A | N/A | N/A
51dU | WEF Uncon 18 | Garden Report for individuals | Other water efficiency | Customer Options | Company Wide | Unconstrained | N | N/A | N/A | N | N | N |  |  |  | Each option was taken through a scoping process to ensure it is feasible. The process was designed to assess whether it was appropriate to take each option forward. Each option was rated 1-5 depending on their impact/value for several different categories and those that showed a final rating of above 60% were deemed as feasible options. This option scored less than 60%. Please refer to the Methodology document provided for definitions and scoring information. | N/A | N/A | N/A | N/A | N/A | N/A | N/A | N/A | N/A | N/A | N/A | N/A | N/A | N/A | N/A | N/A | N/A | N/A | N/A | N/A | N/A | N/A | N/A | N/A | N/A | N/A | N/A | N/A | N/A
51dP | WEF Smart 1 | Flow restrictor install along with smart meter install - compulsory/opt out | Other water efficiency | Customer Options | Company Wide | Preferred | N | N/A | DMO 2 | Y | Y | Y |  |  |  | N/A | N/A | N/A | 1.1727 | 0 | 2025 | 0 | 0.084405 | 0.07995 | 1.1727 | 1.1727 | N/A | N/A | N/A | N/A | 0.64564 | 0.75714 | N/A | N/A | N/A | N/A | N/A | N/A | N/A | N/A | N/A | N/A | N/A | N/A | N/A
51dP | WEF Smart 2 | Education through engagement on door step at point of meter install | Water efficiency customer education / awareness | Customer Options | Company Wide | Preferred | N | N/A | DMO 2 | Y | Y | Y |  |  |  | N/A | N/A | N/A | 0.27981 | 0 | 2025 | 0 | 0.013565 | 0.012849 | 0.27981 | 0.27981 | N/A | N/A | N/A | N/A | 0.43487 | 0.12168 | N/A | N/A | N/A | N/A | N/A | N/A | N/A | N/A | N/A | N/A | N/A | N/A | N/A
51dP | WEF Smart 3 | Education through leave behind at point of install | Water efficiency customer education / awareness | Customer Options | Company Wide | Preferred | N | N/A | DMO 2 | Y | Y | Y |  |  |  | N/A | N/A | N/A | 0.13245 | 0 | 2025 | 0 | 0.17841 | 0.16989 | 0.13245 | 0.13245 | N/A | N/A | N/A | N/A | 12.1138 | 1.6045 | N/A | N/A | N/A | N/A | N/A | N/A | N/A | N/A | N/A | N/A | N/A | N/A | N/A
51dP | WEF Smart 4 | Leak repair (toilet) at point of install | Other water efficiency | Customer Options | Company Wide | Preferred | N | N/A | DMO 2 | Y | Y | Y |  |  |  | N/A | N/A | N/A | 0.0052338 | 0 | 2025 | 0 | 0.00591 | 0.0055687 | 0.0052338 | 0.0052338 | N/A | N/A | N/A | N/A | 4968.46 | 26.0041 | N/A | N/A | N/A | N/A | N/A | N/A | N/A | N/A | N/A | N/A | N/A | N/A | N/A
51dP | WEF Smart 5 | Leak repair (taps, boiler overflow) at point of install | Other water efficiency | Customer Options | Company Wide | Preferred | N | N/A | DMO 2 | Y | Y | Y |  |  |  | N/A | N/A | N/A | 3.9054 | 0 | 2025 | 0 | 0.20109 | 0.18948 | 3.9054 | 3.9054 | N/A | N/A | N/A | N/A | 0.46071 | 1.7992 | N/A | N/A | N/A | N/A | N/A | N/A | N/A | N/A | N/A | N/A | N/A | N/A | N/A
51dP | WEF Smart 6 | Leak check at point of install - no repair completed | Other water efficiency | Customer Options | Company Wide | Preferred | N | N/A | DMO 2 | Y | Y | Y |  |  |  | N/A | N/A | N/A | 0.31526 | 0 | 2025 | 0 | 0.054533 | 0.051383 | 0.31526 | 0.31526 | N/A | N/A | N/A | N/A | 1.5477 | 0.48793 | N/A | N/A | N/A | N/A | N/A | N/A | N/A | N/A | N/A | N/A | N/A | N/A | N/A
51dP | WEF Smart 7 | Water saving product installation at point of install - tap inserts, shower timer etc | Other water efficiency | Customer Options | Company Wide | Preferred | N | N/A | DMO 2 | Y | Y | Y |  |  |  | N/A | N/A | N/A | 0.66227 | 0 | 2025 | 0 | 0.061261 | 0.058336 | 0.66227 | 0.66227 | N/A | N/A | N/A | N/A | 0.83191 | 0.55094 | N/A | N/A | N/A | N/A | N/A | N/A | N/A | N/A | N/A | N/A | N/A | N/A | N/A
51dP | WEF Smart 8 | Water Saving Visit at point of install for high water using properties | Household water audit | Customer Options | Company Wide | Preferred | N | N/A | DMO 2 | Y | Y | Y |  |  |  | N/A | N/A | N/A | 0.61511 | 0 | 2025 | 0 | 0.12876 | 0.11882 | 0.61511 | 0.61511 | N/A | N/A | N/A | N/A | 1.8542 | 1.1405 | N/A | N/A | N/A | N/A | N/A | N/A | N/A | N/A | N/A | N/A | N/A | N/A | N/A
51dP | WE NHH 1 | Customer side leakage education | Water efficiency customer education / awareness | Customer Options | Company Wide | Preferred | N | N/A | N/A | Y | Y | Y |  |  |  | N/A | N/A | N/A | 0.11424 | 0 | 2025 | 0 | 0.00088186 | 0.00088186 | 0.11424 | 0.11424 | N/A | N/A | N/A | N/A | 0.2451 | 0.028001 | N/A | N/A | N/A | N/A | N/A | N/A | N/A | N/A | N/A | N/A | N/A | N/A | N/A
51dP | WE NHH 2 | Find & Fix - Leaky Loos (NHH self checks/repair) | Other water efficiency | Customer Options | Company Wide | Preferred | N | N/A | N/A | Y | Y | Y |  |  |  | N/A | N/A | N/A | 0.45698 | 0 | 2025 | 0 | 0.00013469 | 0.00013469 | 0.45698 | 0.45698 | N/A | N/A | N/A | N/A | 0.037585 | 0.017176 | N/A | N/A | N/A | N/A | N/A | N/A | N/A | N/A | N/A | N/A | N/A | N/A | N/A
51dP | WE NHH 3 | Find and Fix - Leaky Loos (NHH contractors/cleaners - free repair) | Other water efficiency | Customer Options | Company Wide | Preferred | N | N/A | N/A | Y | Y | Y |  |  |  | N/A | N/A | N/A | 0.91395 | 0 | 2025 | 0 | 0.022281 | 0.022281 | 0.91395 | 0.91395 | N/A | N/A | N/A | N/A | 0.29453 | 0.26919 | N/A | N/A | N/A | N/A | N/A | N/A | N/A | N/A | N/A | N/A | N/A | N/A | N/A
51dP | WE NHH 4 | Garden centre changes | Rainwater harvesting | Customer Options | Company Wide | Preferred | N | N/A | N/A | Y | Y | Y |  |  |  | N/A | N/A | N/A | 0.0021255 | 0 | 2025 | 0 | 0.007106 | 0.007106 | 0.0021255 | 0.0021255 | N/A | N/A | N/A | N/A | 47.6142 | 0.1012 | N/A | N/A | N/A | N/A | N/A | N/A | N/A | N/A | N/A | N/A | N/A | N/A | N/A
51dP | WE NHH 5 | Domestic use Self-serve | Other water efficiency | Customer Options | Company Wide | Preferred | N | N/A | N/A | Y | Y | Y |  |  |  | N/A | N/A | N/A | 0.031882 | 0 | 2025 | 0 | 0.0045316 | 0.0045316 | 0.031882 | 0.031882 | N/A | N/A | N/A | N/A | 2.0243 | 0.064539 | N/A | N/A | N/A | N/A | N/A | N/A | N/A | N/A | N/A | N/A | N/A | N/A | N/A
51dP | WE NHH 6 | Alerts for NHH - customer specific | Other water efficiency | Customer Options | Company Wide | Preferred | N | N/A | N/A | Y | Y | Y |  |  |  | N/A | N/A | N/A | 0.031882 | 0 | 2025 | 0 | 0.00061035 | 0.00061035 | 0.031882 | 0.031882 | N/A | N/A | N/A | N/A | 0.27265 | 0.0086926 | N/A | N/A | N/A | N/A | N/A | N/A | N/A | N/A | N/A | N/A | N/A | N/A | N/A
51dP | WE NHH 7 | Educational Building retrofit and reviews (University/College) | Non-household water audit | Customer Options | Company Wide | Preferred | N | N/A | N/A | Y | Y | Y |  |  |  | N/A | N/A | N/A | 0.15284 | 0 | 2025 | 0 | 0.0071415 | 0.0071415 | 0.15284 | 0.15284 | N/A | N/A | N/A | N/A | 0.66546 | 0.10171 | N/A | N/A | N/A | N/A | N/A | N/A | N/A | N/A | N/A | N/A | N/A | N/A | N/A
51dP | WE NHH 8 | Free Water Efficiency Assessments for NHHs | Other water efficiency | Customer Options | Company Wide | Preferred | N | N/A | N/A | Y | Y | Y |  |  |  | N/A | N/A | N/A | 0.085019 | 0 | 2025 | 0 | 0.0079525 | 0.0079525 | 0.085019 | 0.085019 | N/A | N/A | N/A | N/A | 2.0473 | 0.17406 | N/A | N/A | N/A | N/A | N/A | N/A | N/A | N/A | N/A | N/A | N/A | N/A | N/A
51dP | WE NHH 9 | Free Water Efficiency Visits for NHHs | Non-household water audit | Customer Options | Company Wide | Preferred | N | N/A | N/A | Y | Y | Y |  |  |  | N/A | N/A | N/A | 1.0627 | 0 | 2025 | 0 | 0.07672 | 0.07672 | 1.0627 | 1.0627 | N/A | N/A | N/A | N/A | 1.5801 | 1.6792 | N/A | N/A | N/A | N/A | N/A | N/A | N/A | N/A | N/A | N/A | N/A | N/A | N/A
51dP | WE NHH 10 | Hairdresser Visits | Non-household water audit | Customer Options | Company Wide | Preferred | N | N/A | N/A | Y | Y | Y |  |  |  | N/A | N/A | N/A | 0.035481 | 0 | 2025 | 0 | 0.0024395 | 0.0024395 | 0.035481 | 0.035481 | N/A | N/A | N/A | N/A | 1.7251 | 0.06121 | N/A | N/A | N/A | N/A | N/A | N/A | N/A | N/A | N/A | N/A | N/A | N/A | N/A
51dP | WE NHH 11 | Hotel Visits | Non-household water audit | Customer Options | Company Wide | Preferred | N | N/A | N/A | Y | Y | Y |  |  |  | N/A | N/A | N/A | 0.18912 | 0 | 2025 | 0 | 0.0055023 | 0.0055023 | 0.18912 | 0.18912 | N/A | N/A | N/A | N/A | 0.60591 | 0.11459 | N/A | N/A | N/A | N/A | N/A | N/A | N/A | N/A | N/A | N/A | N/A | N/A | N/A
51dP | WE NHH 12 | Leak investigation | Other water efficiency | Customer Options | Company Wide | Preferred | N | N/A | N/A | Y | Y | Y |  |  |  | N/A | N/A | N/A | 0.31882 | 0 | 2025 | 0 | 0.042757 | 0.042757 | 0.31882 | 0.31882 | N/A | N/A | N/A | N/A | 3.4027 | 1.0849 | N/A | N/A | N/A | N/A | N/A | N/A | N/A | N/A | N/A | N/A | N/A | N/A | N/A
51dP | WE NHH 13 | Leisure Centre Visits | Non-household water audit | Customer Options | Company Wide | Preferred | N | N/A | N/A | Y | Y | Y |  |  |  | N/A | N/A | N/A | 0.2903 | 0 | 2025 | 0 | 0.011599 | 0.011599 | 0.2903 | 0.2903 | N/A | N/A | N/A | N/A | 0.5818 | 0.1689 | N/A | N/A | N/A | N/A | N/A | N/A | N/A | N/A | N/A | N/A | N/A | N/A | N/A
51dP | WE NHH 14 | Multi-business site Visits | Non-household water audit | Customer Options | Company Wide | Preferred | N | N/A | N/A | Y | Y | Y |  |  |  | N/A | N/A | N/A | 0.07053 | 0 | 2025 | 0 | 0.0025618 | 0.0025618 | 0.07053 | 0.07053 | N/A | N/A | N/A | N/A | 0.5173 | 0.036485 | N/A | N/A | N/A | N/A | N/A | N/A | N/A | N/A | N/A | N/A | N/A | N/A | N/A
51dP | WE NHH 15 | Office Visits | Non-household water audit | Customer Options | Company Wide | Preferred | N | N/A | N/A | Y | Y | Y |  |  |  | N/A | N/A | N/A | 1.8211 | 0 | 2025 | 0 | 0.10655 | 0.10655 | 1.8211 | 1.8211 | N/A | N/A | N/A | N/A | 0.81999 | 1.4933 | N/A | N/A | N/A | N/A | N/A | N/A | N/A | N/A | N/A | N/A | N/A | N/A | N/A
51dP | WE NHH 16 | Pub Visits | Non-household water audit | Customer Options | Company Wide | Preferred | N | N/A | N/A | Y | Y | Y |  |  |  | N/A | N/A | N/A | 0.33264 | 0 | 2025 | 0 | 0.014798 | 0.014798 | 0.33264 | 0.33264 | N/A | N/A | N/A | N/A | 0.89257 | 0.2969 | N/A | N/A | N/A | N/A | N/A | N/A | N/A | N/A | N/A | N/A | N/A | N/A | N/A
51dP | WE NHH 17 | Restaurant Visits | Non-household water audit | Customer Options | Company Wide | Preferred | N | N/A | N/A | Y | Y | Y |  |  |  | N/A | N/A | N/A | 0.01665 | 0 | 2025 | 0 | 0.0014798 | 0.0014798 | 0.01665 | 0.01665 | N/A | N/A | N/A | N/A | 1.743 | 0.02902 | N/A | N/A | N/A | N/A | N/A | N/A | N/A | N/A | N/A | N/A | N/A | N/A | N/A
51dP | WE NHH 18 | School Visits | Non-household water audit | Customer Options | Company Wide | Preferred | N | N/A | N/A | Y | Y | Y |  |  |  | N/A | N/A | N/A | 1.0699 | 0 | 2025 | 0 | 0.026852 | 0.026852 | 1.0699 | 1.0699 | N/A | N/A | N/A | N/A | 0.3542 | 0.37895 | N/A | N/A | N/A | N/A | N/A | N/A | N/A | N/A | N/A | N/A | N/A | N/A | N/A
51dP | WE NHH 19 | Shop Visits | Non-household water audit | Customer Options | Company Wide | Preferred | N | N/A | N/A | Y | Y | Y |  |  |  | N/A | N/A | N/A | 0.66527 | 0 | 2025 | 0 | 0.048724 | 0.048724 | 0.66527 | 0.66527 | N/A | N/A | N/A | N/A | 1.1707 | 0.77883 | N/A | N/A | N/A | N/A | N/A | N/A | N/A | N/A | N/A | N/A | N/A | N/A | N/A
51dP | WE NHH 20 | Toilet replacements | Other water efficiency | Customer Options | Company Wide | Preferred | N | N/A | N/A | Y | Y | Y |  |  |  | N/A | N/A | N/A | 0 | 0 | 2025 | 0 | 0 | 0 | 0 | 0 | N/A | N/A | N/A | N/A | 0 | 0 | N/A | N/A | N/A | N/A | N/A | N/A | N/A | N/A | N/A | N/A | N/A | N/A | N/A
51dP | WE NHH 21 | Specialist Industrial Consultancy | Non-household water audit | Customer Options | Company Wide | Preferred | N | N/A | N/A | Y | Y | Y |  |  |  | N/A | N/A | N/A | 4.6521 | 0 | 2025 | 0 | 0.17049 | 0.17049 | 4.6521 | 4.6521 | N/A | N/A | N/A | N/A | 0.57941 | 2.6955 | N/A | N/A | N/A | N/A | N/A | N/A | N/A | N/A | N/A | N/A | N/A | N/A | N/A
51dP | WE NHH 22 | Golf course water efficiency | Rainwater harvesting | Customer Options | Company Wide | Preferred | N | N/A | N/A | Y | Y | Y |  |  |  | N/A | N/A | N/A | 0.60391 | 0 | 2025 | 0 | 0.39781 | 0.39781 | 0.60391 | 0.60391 | N/A | N/A | N/A | N/A | 9.3815 | 5.6656 | N/A | N/A | N/A | N/A | N/A | N/A | N/A | N/A | N/A | N/A | N/A | N/A | N/A
51dU | WE NHH Con 1 | Rainwater garden/external use | Rainwater harvesting | Customer Options | Company Wide | Unconstrained | N | N/A | N/A | N | N | N |  |  |  | N/A | N/A | N/A | N/A | N/A | N/A | N/A | N/A | N/A | N/A | N/A | N/A | N/A | N/A | N/A | N/A | N/A | N/A | N/A | N/A | N/A | N/A | N/A | N/A | N/A | N/A | N/A | N/A | N/A | N/A
51dU | WE NHH Con 2 | Landscaping redesign | Other water efficiency | Customer Options | Company Wide | Unconstrained | N | N/A | N/A | N | N | N |  |  |  | N/A | N/A | N/A | N/A | N/A | N/A | N/A | N/A | N/A | N/A | N/A | N/A | N/A | N/A | N/A | N/A | N/A | N/A | N/A | N/A | N/A | N/A | N/A | N/A | N/A | N/A | N/A | N/A | N/A | N/A
51dU | WE NHH Con 3 | Alternative water | Other water efficiency | Customer Options | Company Wide | Unconstrained | N | N/A | N/A | N | N | N |  |  |  | N/A | N/A | N/A | N/A | N/A | N/A | N/A | N/A | N/A | N/A | N/A | N/A | N/A | N/A | N/A | N/A | N/A | N/A | N/A | N/A | N/A | N/A | N/A | N/A | N/A | N/A | N/A | N/A | N/A | N/A
51dU | WE NHH Con 4 | Garden centre changes | Rainwater harvesting | Customer Options | Company Wide | Unconstrained | N | N/A | N/A | N | N | N |  |  |  | N/A | N/A | N/A | N/A | N/A | N/A | N/A | N/A | N/A | N/A | N/A | N/A | N/A | N/A | N/A | N/A | N/A | N/A | N/A | N/A | N/A | N/A | N/A | N/A | N/A | N/A | N/A | N/A | N/A | N/A
51dU | WE NHH Con 5 | Water butt installs | Other water efficiency | Customer Options | Company Wide | Unconstrained | N | N/A | N/A | N | N | N |  |  |  | N/A | N/A | N/A | N/A | N/A | N/A | N/A | N/A | N/A | N/A | N/A | N/A | N/A | N/A | N/A | N/A | N/A | N/A | N/A | N/A | N/A | N/A | N/A | N/A | N/A | N/A | N/A | N/A | N/A | N/A
51dU | WE NHH Con 6 | Dry cleaning measures | Other water efficiency | Customer Options | Company Wide | Unconstrained | N | N/A | N/A | N | N | N |  |  |  | N/A | N/A | N/A | N/A | N/A | N/A | N/A | N/A | N/A | N/A | N/A | N/A | N/A | N/A | N/A | N/A | N/A | N/A | N/A | N/A | N/A | N/A | N/A | N/A | N/A | N/A | N/A | N/A | N/A | N/A
51dU | WE NHH Con 7 | Dry washing measures | Other water efficiency | Customer Options | Company Wide | Unconstrained | N | N/A | N/A | N | N | N |  |  |  | N/A | N/A | N/A | N/A | N/A | N/A | N/A | N/A | N/A | N/A | N/A | N/A | N/A | N/A | N/A | N/A | N/A | N/A | N/A | N/A | N/A | N/A | N/A | N/A | N/A | N/A | N/A | N/A | N/A | N/A
51dU | WE NHH Con 8 | Waterless Technology | Other water efficiency | Customer Options | Company Wide | Unconstrained | N | N/A | N/A | N | N | N |  |  |  | N/A | N/A | N/A | N/A | N/A | N/A | N/A | N/A | N/A | N/A | N/A | N/A | N/A | N/A | N/A | N/A | N/A | N/A | N/A | N/A | N/A | N/A | N/A | N/A | N/A | N/A | N/A | N/A | N/A | N/A
51dU | WE NHH Con 9 | Ensure all NHH have meters | Other water efficiency | Customer Options | Company Wide | Unconstrained | N | N/A | N/A | N | N | N |  |  |  | N/A | N/A | N/A | N/A | N/A | N/A | N/A | N/A | N/A | N/A | N/A | N/A | N/A | N/A | N/A | N/A | N/A | N/A | N/A | N/A | N/A | N/A | N/A | N/A | N/A | N/A | N/A | N/A | N/A | N/A
51dU | WE NHH Con 10 | Understanding of metering | Other water efficiency | Customer Options | Company Wide | Unconstrained | N | N/A | N/A | N | N | N |  |  |  | N/A | N/A | N/A | N/A | N/A | N/A | N/A | N/A | N/A | N/A | N/A | N/A | N/A | N/A | N/A | N/A | N/A | N/A | N/A | N/A | N/A | N/A | N/A | N/A | N/A | N/A | N/A | N/A | N/A | N/A
51dU | WE NHH Con 11 | Chamber of Commerce Support | Other water efficiency | Customer Options | Company Wide | Unconstrained | N | N/A | N/A | N | N | N |  |  |  | N/A | N/A | N/A | N/A | N/A | N/A | N/A | N/A | N/A | N/A | N/A | N/A | N/A | N/A | N/A | N/A | N/A | N/A | N/A | N/A | N/A | N/A | N/A | N/A | N/A | N/A | N/A | N/A | N/A | N/A
51dU | WE NHH Con 12 | Creative and Innovation Funds for Water and Energy Efficiency | Other water efficiency | Customer Options | Company Wide | Unconstrained | N | N/A | N/A | N | N | N |  |  |  | N/A | N/A | N/A | N/A | N/A | N/A | N/A | N/A | N/A | N/A | N/A | N/A | N/A | N/A | N/A | N/A | N/A | N/A | N/A | N/A | N/A | N/A | N/A | N/A | N/A | N/A | N/A | N/A | N/A | N/A
51dU | WE NHH Con 13 | Farmer fund | Other water efficiency | Customer Options | Company Wide | Unconstrained | N | N/A | N/A | N | N | N |  |  |  | N/A | N/A | N/A | N/A | N/A | N/A | N/A | N/A | N/A | N/A | N/A | N/A | N/A | N/A | N/A | N/A | N/A | N/A | N/A | N/A | N/A | N/A | N/A | N/A | N/A | N/A | N/A | N/A | N/A | N/A
51dU | WE NHH Con 14 | Incentives | Other water efficiency | Customer Options | Company Wide | Unconstrained | N | N/A | N/A | N | N | N |  |  |  | N/A | N/A | N/A | N/A | N/A | N/A | N/A | N/A | N/A | N/A | N/A | N/A | N/A | N/A | N/A | N/A | N/A | N/A | N/A | N/A | N/A | N/A | N/A | N/A | N/A | N/A | N/A | N/A | N/A | N/A
51dU | WE NHH Con 15 | Outside Taps | Other water efficiency | Customer Options | Company Wide | Unconstrained | N | N/A | N/A | N | N | N |  |  |  | N/A | N/A | N/A | N/A | N/A | N/A | N/A | N/A | N/A | N/A | N/A | N/A | N/A | N/A | N/A | N/A | N/A | N/A | N/A | N/A | N/A | N/A | N/A | N/A | N/A | N/A | N/A | N/A | N/A | N/A
51dU | WE NHH Con 16 | Rebates for Water Efficient Products | Other water efficiency | Customer Options | Company Wide | Unconstrained | N | N/A | N/A | N | N | N |  |  |  | N/A | N/A | N/A | N/A | N/A | N/A | N/A | N/A | N/A | N/A | N/A | N/A | N/A | N/A | N/A | N/A | N/A | N/A | N/A | N/A | N/A | N/A | N/A | N/A | N/A | N/A | N/A | N/A | N/A | N/A
51dU | WE NHH Con 17 | Supporting SMEs with Water and Energy funds | Other water efficiency | Customer Options | Company Wide | Unconstrained | N | N/A | N/A | N | N | N |  |  |  | N/A | N/A | N/A | N/A | N/A | N/A | N/A | N/A | N/A | N/A | N/A | N/A | N/A | N/A | N/A | N/A | N/A | N/A | N/A | N/A | N/A | N/A | N/A | N/A | N/A | N/A | N/A | N/A | N/A | N/A
51dU | WE NHH Con 18 | Surveys and data gathering | Other water efficiency | Customer Options | Company Wide | Unconstrained | N | N/A | N/A | N | N | N |  |  |  | N/A | N/A | N/A | N/A | N/A | N/A | N/A | N/A | N/A | N/A | N/A | N/A | N/A | N/A | N/A | N/A | N/A | N/A | N/A | N/A | N/A | N/A | N/A | N/A | N/A | N/A | N/A | N/A | N/A | N/A
51dU | WE NHH Con 19 | Regulation / litigation changes | Other water efficiency | Customer Options | Company Wide | Unconstrained | N | N/A | N/A | N | N | N |  |  |  | N/A | N/A | N/A | N/A | N/A | N/A | N/A | N/A | N/A | N/A | N/A | N/A | N/A | N/A | N/A | N/A | N/A | N/A | N/A | N/A | N/A | N/A | N/A | N/A | N/A | N/A | N/A | N/A | N/A | N/A
51dU | WE NHH Con 20 | Reducing Pressures | Other water efficiency | Customer Options | Company Wide | Unconstrained | N | N/A | N/A | N | N | N |  |  |  | N/A | N/A | N/A | N/A | N/A | N/A | N/A | N/A | N/A | N/A | N/A | N/A | N/A | N/A | N/A | N/A | N/A | N/A | N/A | N/A | N/A | N/A | N/A | N/A | N/A | N/A | N/A | N/A | N/A | N/A
51dU | WE NHH Con 21 | NHH Training - Maintenance Teams | Other water efficiency | Customer Options | Company Wide | Unconstrained | N | N/A | N/A | N | N | N |  |  |  | N/A | N/A | N/A | N/A | N/A | N/A | N/A | N/A | N/A | N/A | N/A | N/A | N/A | N/A | N/A | N/A | N/A | N/A | N/A | N/A | N/A | N/A | N/A | N/A | N/A | N/A | N/A | N/A | N/A | N/A
51dU | WE NHH Con 22 | Online Digital Tool - Water Efficiency Calculator for Businesses | Other water efficiency | Customer Options | Company Wide | Unconstrained | N | N/A | N/A | N | N | N |  |  |  | N/A | N/A | N/A | N/A | N/A | N/A | N/A | N/A | N/A | N/A | N/A | N/A | N/A | N/A | N/A | N/A | N/A | N/A | N/A | N/A | N/A | N/A | N/A | N/A | N/A | N/A | N/A | N/A | N/A | N/A
51dU | WE NHH Con 23 | Water Efficiency Guidance for Businesses | Other water efficiency | Customer Options | Company Wide | Unconstrained | N | N/A | N/A | N | N | N |  |  |  | N/A | N/A | N/A | N/A | N/A | N/A | N/A | N/A | N/A | N/A | N/A | N/A | N/A | N/A | N/A | N/A | N/A | N/A | N/A | N/A | N/A | N/A | N/A | N/A | N/A | N/A | N/A | N/A | N/A | N/A
51dU | WE NHH Con 24 | Working with Universities for Research and retrofits | Other water efficiency | Customer Options | Company Wide | Unconstrained | N | N/A | N/A | N | N | N |  |  |  | N/A | N/A | N/A | N/A | N/A | N/A | N/A | N/A | N/A | N/A | N/A | N/A | N/A | N/A | N/A | N/A | N/A | N/A | N/A | N/A | N/A | N/A | N/A | N/A | N/A | N/A | N/A | N/A | N/A | N/A
51dU | WE NHH Con 25 | Process water | Other water efficiency | Customer Options | Company Wide | Unconstrained | N | N/A | N/A | N | N | N |  |  |  | N/A | N/A | N/A | N/A | N/A | N/A | N/A | N/A | N/A | N/A | N/A | N/A | N/A | N/A | N/A | N/A | N/A | N/A | N/A | N/A | N/A | N/A | N/A | N/A | N/A | N/A | N/A | N/A | N/A | N/A

## 5. Options Benefits
Water Company | Northumbrian Water | Version | 6 |  | Back to title page
Table 5: WRZ Level - Options Benefits | [9 empty] | Gains in Water Available For Use / Savings in Demand under the selected programme (Ml/d) input as +ve
WRMP24 Reference | Option name | Option ID | Option Type (defined list) | Option Group | Sub-option (Y/N) | Preferred (most likely), Least Cost, Ofwat Core or Alternative Programme | WRZ (defined list) | Unit | Decimal places | 2019-20 | 2020-21 | 2021-22 | 2022-23 | 2023-24 | 2024-25 | 2025-26 | 2026-27 | 2027-28 | 2028-29 | 2029-30 | 2030-31 | 2031-32 | 2032-33 | 2033-34 | 2034-35 | 2035-36 | 2036-37 | 2037-38 | 2038-39 | 2039-40 | 2040-41 | 2041-42 | 2042-43 | 2043-44 | 2044-45 | 2045-46 | 2046-47 | 2047-48 | 2048-49 | 2049-50 | 2050-51 | 2051-52 | 2052-53 | 2053-54 | 2054-55 | 2055-56 | 2056-57 | 2057-58 | 2058-59 | 2059-60 | 2060-61 | 2061-62 | 2062-63 | 2063-64 | 2064-65 | 2065-66 | 2066-67 | 2067-68 | 2068-69 | 2069-70 | 2070-71 | 2071-72 | 2072-73 | 2073-74 | 2074-75 | 2075-76 | 2076-77 | 2077-78 | 2078-79 | 2079-80 | 2080-81 | 2081-82 | 2082-83 | 2083-84 | 2084-85 | 2085-86 | 2086-87 | 2087-88 | 2088-89 | 2089-90 | 2090-91 | 2091-92 | 2092-93 | 2093-94 | 2094-95 | 2095-96 | 2096-97 | 2097-98 | 2098-99 | 2099-100 | 2099-101
52dA | Metering Option 2 | DMO 2 | Metering optants | Customer Options | N | Preferred (most likely) | NWLBWF | Ml/d | 2 |  |  | 0 | 0 | 0 | 0 | 0.067181 | 0.11987 | 0.13017 | 0.13363 | 0.13508 | 0.13606 | 0.13671 | 0.13708 | 0.13747 | 0.13788 | 0.13698 | 0.13597 | 0.13585 | 0.13568 | 0.13546 | 0.13515 | 0.13484 | 0.1345 | 0.13432 | 0.1345 | 0.13467 | 0.13483 | 0.13496 | 0.13507 | 0.13514 | 0.11622 | 0.11632 | 0.11642 | 0.1165 | 0.11658 | 0.11664 | 0.11671 | 0.11678 | 0.11687 | 0.11695 | 0.11701 | 0.11707 | 0.11712 | 0.11715 | 0.11718 | 0.11719 | 0.1172 | 0.11721 | 0.11722 | 0.11723 | 0.11724 | 0.11725 | 0.11725 | 0.11725 | 0.11726 | 0.11728 | 0.1173 | 0.11733 | 0.11736 | 0.11738 | 0.1174 | 0.11741 | 0.11742 | 0.11742 | 0.11743
52dA | Water efficiency -Medium scenario | WEF Medium | Other water efficiency | Customer Options | N | Preferred (most likely) | NWLBWF | Ml/d | 2 |  |  | 0 | 0 | 0 | 0 | 0.023363 | 0.046452 | 0.06914 | 0.091485 | 0.11341 | 0.13412 | 0.15471 | 0.17552 | 0.19628 | 0.21705 | 0.23715 | 0.25665 | 0.27645 | 0.2962 | 0.31586 | 0.33476 | 0.35355 | 0.37232 | 0.39102 | 0.39019 | 0.38937 | 0.3884 | 0.38751 | 0.38676 | 0.38604 | 0.38534 | 0.3847 | 0.38413 | 0.38351 | 0.38278 | 0.38203 | 0.38129 | 0.38059 | 0.37995 | 0.37932 | 0.37861 | 0.3779 | 0.37716 | 0.37631 | 0.37534 | 0.37426 | 0.37316 | 0.37208 | 0.37106 | 0.37009 | 0.36914 | 0.36822 | 0.36732 | 0.36646 | 0.36566 | 0.3649 | 0.36418 | 0.36354 | 0.36291 | 0.36226 | 0.36161 | 0.36089 | 0.36011 | 0.3593 | 0.3585
52dA | Smart scenario | HH Smart | Other water efficiency | Customer Options | N | Preferred (most likely) | NWLBWF | Ml/d | 2 |  |  | 0 | 0 | 0 | 0 | 0.064629 | 0.049218 | 0.066548 | 0.067427 | 0.068246 | 0.068828 | 0.069467 | 0.070275 | 0.071102 | 0.071961 | 0.071771 | 0.071446 | 0.071245 | 0.071061 | 0.07088 | 0.070688 | 0.070499 | 0.070324 | 0.070153 | 0.070005 | 0.069857 | 0.069684 | 0.069524 | 0.069389 | 0.06926 | 0.069134 | 0.069019 | 0.068917 | 0.068807 | 0.068676 | 0.068541 | 0.068408 | 0.068281 | 0.068167 | 0.068054 | 0.067927 | 0.067799 | 0.067667 | 0.067515 | 0.067339 | 0.067147 | 0.066948 | 0.066755 | 0.066573 | 0.066398 | 0.066228 | 0.066063 | 0.065901 | 0.065746 | 0.065603 | 0.065468 | 0.065338 | 0.065222 | 0.065111 | 0.064994 | 0.064877 | 0.064748 | 0.064608 | 0.064462 | 0.064319
52cA | 55% reduction by 2050 - DL | LEAK 3 | Other leakage control | Distribution Options | N | Preferred (most likely) | NWLBWF | Ml/d | 2 |  |  | 0 | 0 | 0 | 0 | 0.020491 | 0.038174 | 0.056065 | 0.076511 | 0.097614 | 0.11888 | 0.1402 | 0.16161 | 0.18299 | 0.20438 | 0.22619 | 0.24799 | 0.26953 | 0.29108 | 0.31265 | 0.34206 | 0.37148 | 0.40091 | 0.43036 | 0.45981 | 0.48928 | 0.51877 | 0.5483 | 0.57787 | 0.60748 | 0.60762 | 0.6077 | 0.6078 | 0.60789 | 0.60796 | 0.60794 | 0.60783 | 0.60772 | 0.60761 | 0.60752 | 0.60741 | 0.60729 | 0.60716 | 0.60701 | 0.60684 | 0.60666 | 0.60647 | 0.60627 | 0.60608 | 0.6059 | 0.60571 | 0.60553 | 0.60535 | 0.60518 | 0.60501 | 0.60485 | 0.60469 | 0.60455 | 0.6044 | 0.60426 | 0.60409 | 0.60388 | 0.60367 | 0.60345 | 0.60324
52dA | 55% reduction by 2050 - SPL | LEAK 8 | Supply pipe repairs / replacement | Customer Options | N | Preferred (most likely) | NWLBWF | Ml/d | 2 |  |  | 0 | 0 | 0 | 0 | 0.0043427 | 0.011493 | 0.018436 | 0.022824 | 0.026555 | 0.030123 | 0.033634 | 0.037064 | 0.040515 | 0.043959 | 0.04698 | 0.05001 | 0.05331 | 0.056592 | 0.059857 | 0.06431 | 0.068755 | 0.073187 | 0.077609 | 0.08202 | 0.086414 | 0.090783 | 0.095118 | 0.099412 | 0.10368 | 0.10353 | 0.10345 | 0.10335 | 0.10327 | 0.10319 | 0.10322 | 0.10333 | 0.10343 | 0.10354 | 0.10363 | 0.10374 | 0.10386 | 0.10399 | 0.10415 | 0.10431 | 0.10449 | 0.10468 | 0.10488 | 0.10507 | 0.10526 | 0.10544 | 0.10562 | 0.1058 | 0.10597 | 0.10614 | 0.1063 | 0.10646 | 0.1066 | 0.10675 | 0.10689 | 0.10707 | 0.10727 | 0.10749 | 0.1077 | 0.10792
52dA | NHH water efficiency - all activity- Medium 5% | NHH Medium | Other water efficiency | Customer Options | N | Preferred (most likely) | NWLBWF | Ml/d | 2 |  |  | 0 | 0 | 0 | 0 | 0.00031991 | 0.00063982 | 0.00095973 | 0.0012796 | 0.0015995 | 0.0020444 | 0.0024893 | 0.0029342 | 0.0033791 | 0.003824 | 0.0043662 | 0.0049084 | 0.0054506 | 0.0054506 | 0.0054506 | 0.0054506 | 0.0054506 | 0.0054506 | 0.0054506 | 0.0054506 | 0.0054506 | 0.0054506 | 0.0054506 | 0.0054506 | 0.0054506 | 0.0054506 | 0.0054506 | 0.0054506 | 0.0054506 | 0.0054506 | 0.0054506 | 0.0054506 | 0.0054506 | 0.0054506 | 0.0054506 | 0.0054506 | 0.0054506 | 0.0054506 | 0.0054506 | 0.0054506 | 0.0054506 | 0.0054506 | 0.0054506 | 0.0054506 | 0.0054506 | 0.0054506 | 0.0054506 | 0.0054506 | 0.0054506 | 0.0054506 | 0.0054506 | 0.0054506 | 0.0054506 | 0.0054506 | 0.0054506 | 0.0054506 | 0.0054506 | 0.0054506 | 0.0054506 | 0.0054506
52dA | Government Led Interventions | Gov Led | Other water efficiency | Customer Options | N | Preferred (most likely) | NWLBWF | Ml/d | 2 |  |  | 0 | 0 | 0 | 0 | 0 | 0 | 0.0076621 | 0.015225 | 0.022672 | 0.030032 | 0.037336 | 0.044673 | 0.060156 | 0.075601 | 0.090921 | 0.10598 | 0.12109 | 0.13614 | 0.15111 | 0.16599 | 0.18078 | 0.19555 | 0.20018 | 0.20487 | 0.20953 | 0.2141 | 0.21869 | 0.22333 | 0.22796 | 0.2326 | 0.2322 | 0.23185 | 0.23148 | 0.23103 | 0.23058 | 0.23012 | 0.22969 | 0.2293 | 0.22892 | 0.22849 | 0.22806 | 0.22761 | 0.2271 | 0.22651 | 0.22586 | 0.22519 | 0.22454 | 0.22393 | 0.22334 | 0.22276 | 0.22221 | 0.22166 | 0.22114 | 0.22065 | 0.2202 | 0.21976 | 0.21937 | 0.21899 | 0.2186 | 0.2182 | 0.21777 | 0.2173 | 0.21681 | 0.21632
52dA | Metering Option 2 | DMO 2 | Metering optants | Customer Options | N | Preferred (most likely) | NWLKLD | Ml/d | 2 |  |  | 0 | 0 | 0 | 0 | 0.45633 | 1.5625 | 2.4556 | 3.353 | 4.2289 | 5.091 | 5.973 | 6.8425 | 7.691 | 8.5263 | 8.7747 | 8.7648 | 8.7493 | 8.7337 | 8.7171 | 8.6935 | 8.6727 | 8.6518 | 8.6463 | 8.6752 | 8.7022 | 8.7279 | 8.7518 | 8.7753 | 8.7964 | 7.3476 | 7.3542 | 7.3617 | 7.3679 | 7.3737 | 7.3776 | 7.3814 | 7.3852 | 7.3899 | 7.394 | 7.397 | 7.3985 | 7.4003 | 7.4009 | 7.4004 | 7.3991 | 7.3975 | 7.3963 | 7.3954 | 7.3949 | 7.3946 | 7.3939 | 7.3937 | 7.3948 | 7.3968 | 7.3992 | 7.4017 | 7.4046 | 7.4075 | 7.4099 | 7.4122 | 7.4133 | 7.4147 | 7.4154 | 7.4161
52dA | Water efficiency -Medium scenario | WEF Medium | Other water efficiency | Customer Options | N | Preferred (most likely) | NWLKLD | Ml/d | 2 |  |  | 0 | 0 | 0 | 0 | 2.6171 | 5.2196 | 7.8068 | 10.3785 | 12.9345 | 15.3421 | 17.7384 | 20.1246 | 22.5072 | 24.8866 | 27.2103 | 29.5189 | 31.8153 | 34.1062 | 36.3975 | 38.6143 | 40.8192 | 43.023 | 45.2302 | 45.1823 | 45.1339 | 45.0733 | 45.016 | 44.9732 | 44.9348 | 44.8983 | 44.865 | 44.8383 | 44.8075 | 44.7672 | 44.7265 | 44.689 | 44.6556 | 44.6247 | 44.5935 | 44.5539 | 44.5115 | 44.4669 | 44.4107 | 44.344 | 44.2692 | 44.1912 | 44.1167 | 44.0479 | 43.9822 | 43.9189 | 43.8583 | 43.8005 | 43.745 | 43.6933 | 43.6457 | 43.5997 | 43.5584 | 43.5174 | 43.4733 | 43.43 | 43.3824 | 43.3294 | 43.2728 | 43.216
52dA | Smart scenario | HH Smart | Other water efficiency | Customer Options | N | Preferred (most likely) | NWLKLD | Ml/d | 2 |  |  | 0 | 0 | 0 | 0 | 0.5253 | 1.3172 | 2.0966 | 2.889 | 3.6784 | 4.3845 | 5.0873 | 5.7871 | 6.4858 | 7.1835 | 7.1697 | 7.1544 | 7.1386 | 7.1238 | 7.1111 | 7.0991 | 7.0864 | 7.0749 | 7.0651 | 7.0576 | 7.05 | 7.0406 | 7.0316 | 7.0249 | 7.0189 | 7.0132 | 7.008 | 7.0039 | 6.9991 | 6.9927 | 6.9864 | 6.9805 | 6.9753 | 6.9705 | 6.9656 | 6.9594 | 6.9528 | 6.9458 | 6.9371 | 6.9267 | 6.915 | 6.9028 | 6.8911 | 6.8804 | 6.8701 | 6.8602 | 6.8508 | 6.8417 | 6.8331 | 6.825 | 6.8176 | 6.8104 | 6.8039 | 6.7975 | 6.7906 | 6.7839 | 6.7764 | 6.7682 | 6.7593 | 6.7504
52cA | 55% reduction by 2050 - DL | LEAK 3 | Other leakage control | Distribution Options | N | Preferred (most likely) | NWLKLD | Ml/d | 2 |  |  | 0 | 0 | 0 | 0 | 1.4462 | 2.8772 | 4.3041 | 5.7307 | 7.1608 | 8.5839 | 9.9982 | 11.4155 | 12.8355 | 14.2586 | 15.7102 | 17.1892 | 18.6699 | 20.1527 | 21.6373 | 23.6597 | 25.6828 | 27.7062 | 29.7303 | 31.7548 | 33.7808 | 35.8094 | 37.8403 | 39.8738 | 41.91 | 41.9246 | 41.9399 | 41.9565 | 41.9729 | 41.9884 | 41.9933 | 41.9882 | 41.9831 | 41.9778 | 41.9723 | 41.9653 | 41.9575 | 41.9487 | 41.9384 | 41.9267 | 41.9139 | 41.9002 | 41.8864 | 41.8731 | 41.86 | 41.8472 | 41.8348 | 41.8227 | 41.8107 | 41.7992 | 41.7882 | 41.7777 | 41.7678 | 41.7577 | 41.7472 | 41.734 | 41.7177 | 41.7007 | 41.6831 | 41.6655
52dP | 55% reduction by 2050 - SPL | LEAK 8 | Supply pipe repairs / replacement | Customer Options | N | Preferred (most likely) | NWLKLD | Ml/d | 2 |  |  | 0 | 0 | 0 | 0 | 0.3962 | 0.80749 | 1.223 | 1.6388 | 2.051 | 2.4703 | 2.8983 | 3.3234 | 3.7458 | 4.1651 | 4.5559 | 4.9192 | 5.2808 | 5.6404 | 5.9982 | 6.4881 | 6.9774 | 7.4663 | 7.9545 | 8.4424 | 8.9287 | 9.4125 | 9.8938 | 10.3727 | 10.8489 | 10.8342 | 10.8189 | 10.8024 | 10.7859 | 10.7705 | 10.7655 | 10.7706 | 10.7758 | 10.781 | 10.7866 | 10.7936 | 10.8014 | 10.8101 | 10.8205 | 10.8321 | 10.845 | 10.8586 | 10.8724 | 10.8857 | 10.8989 | 10.9116 | 10.924 | 10.9362 | 10.9481 | 10.9597 | 10.9706 | 10.9811 | 10.9911 | 11.0012 | 11.0117 | 11.0248 | 11.0411 | 11.0581 | 11.0757 | 11.0934
52dA | NHH water efficiency - all activity- High 9% | NHH High | Other water efficiency | Customer Options | N | Preferred (most likely) | NWLKLD | Ml/d | 2 |  |  | 0 | 0 | 0 | 0 | 0.75784 | 1.5157 | 2.2735 | 3.0313 | 3.7892 | 4.8431 | 5.897 | 6.9509 | 8.0048 | 9.0587 | 10.3432 | 11.6276 | 12.912 | 12.912 | 12.912 | 12.912 | 12.912 | 12.912 | 12.912 | 12.912 | 12.912 | 12.912 | 12.912 | 12.912 | 12.912 | 12.912 | 12.912 | 12.912 | 12.912 | 12.912 | 12.912 | 12.912 | 12.912 | 12.912 | 12.912 | 12.912 | 12.912 | 12.912 | 12.912 | 12.912 | 12.912 | 12.912 | 12.912 | 12.912 | 12.912 | 12.912 | 12.912 | 12.912 | 12.912 | 12.912 | 12.912 | 12.912 | 12.912 | 12.912 | 12.912 | 12.912 | 12.912 | 12.912 | 12.912 | 12.912
52dA | Government Led Interventions | Gov Led | Other water efficiency | Customer Options | N | Preferred (most likely) | NWLKLD | Ml/d | 2 |  |  | 0 | 0 | 0 | 0 | 0 | 6.1446 | 6.9632 | 7.7753 | 8.5829 | 9.3837 | 10.1834 | 10.9893 | 12.7002 | 14.4041 | 16.1024 | 17.7915 | 19.4746 | 21.1391 | 22.798 | 24.4518 | 26.0969 | 27.7293 | 28.2324 | 28.7437 | 29.2549 | 29.7609 | 30.2659 | 30.7767 | 31.2856 | 31.796 | 31.7607 | 31.7314 | 31.6992 | 31.6628 | 31.6286 | 31.6023 | 31.5782 | 31.5568 | 31.5352 | 31.5089 | 31.4808 | 31.4518 | 31.4162 | 31.3748 | 31.3288 | 31.2811 | 31.2355 | 31.1927 | 31.1524 | 31.1133 | 31.0756 | 31.0383 | 31.0024 | 30.9689 | 30.9379 | 30.908 | 30.881 | 30.8542 | 30.826 | 30.799 | 30.7693 | 30.7388 | 30.7053 | 30.6716
52dA | Critical Period Metering Option 2 | CP DMO 2 | Metering optants | Customer Options | N | Preferred (most likely) | NWLBWF | Ml/d | 2 |  |  | 0 | 0 | 0 | 0 | 0.07099 | 0.13154 | 0.1514 | 0.15781 | 0.16041 | 0.16205 | 0.16325 | 0.16412 | 0.16494 | 0.16578 | 0.16413 | 0.1622 | 0.16205 | 0.16186 | 0.1616 | 0.16131 | 0.16101 | 0.16068 | 0.16059 | 0.16105 | 0.1615 | 0.16195 | 0.16236 | 0.16274 | 0.16309 | 0.14137 | 0.14153 | 0.1417 | 0.14184 | 0.14199 | 0.14212 | 0.14226 | 0.14241 | 0.14257 | 0.14273 | 0.14287 | 0.14299 | 0.1431 | 0.14321 | 0.14329 | 0.14336 | 0.14343 | 0.1435 | 0.14357 | 0.14363 | 0.14368 | 0.14374 | 0.14378 | 0.14381 | 0.14387 | 0.14393 | 0.14399 | 0.14406 | 0.14413 | 0.1442 | 0.14426 | 0.1443 | 0.14436 | 0.1444 | 0.14444
52dA | Critical Period Government Led Interventions | CP Gov Led | Other water efficiency | Customer Options | N | Preferred (most likely) | NWLBWF | Ml/d | 2 |  |  | 0 | 0 | 0 | 0 | 0 | 0 | 0.009243 | 0.018357 | 0.027322 | 0.036173 | 0.044948 | 0.053748 | 0.072332 | 0.090843 | 0.10918 | 0.1272 | 0.14523 | 0.16318 | 0.18102 | 0.19871 | 0.21629 | 0.23382 | 0.23922 | 0.24468 | 0.25012 | 0.25544 | 0.26077 | 0.26615 | 0.27153 | 0.27691 | 0.27632 | 0.27578 | 0.27522 | 0.27457 | 0.27394 | 0.27335 | 0.27279 | 0.27227 | 0.27176 | 0.2712 | 0.27063 | 0.27005 | 0.2694 | 0.26865 | 0.26784 | 0.26701 | 0.2662 | 0.26543 | 0.26469 | 0.26398 | 0.26328 | 0.26259 | 0.26193 | 0.26132 | 0.26074 | 0.26018 | 0.25968 | 0.25919 | 0.25868 | 0.25818 | 0.25765 | 0.25707 | 0.25647 | 0.25588
52cA | Critical Period 55% reduction by 2050 - DL | CP Leak 3 | Other leakage control | Distribution Options | N | Preferred (most likely) | NWLBWF | Ml/d | 2 |  |  | 0 | 0 | 0 | 0 | 0.020491 | 0.038174 | 0.056065 | 0.076511 | 0.097614 | 0.11888 | 0.1402 | 0.16161 | 0.18299 | 0.20438 | 0.22619 | 0.24799 | 0.26953 | 0.29108 | 0.31265 | 0.34206 | 0.37148 | 0.40091 | 0.43036 | 0.45981 | 0.48928 | 0.51877 | 0.5483 | 0.57787 | 0.60748 | 0.60762 | 0.6077 | 0.6078 | 0.60789 | 0.60796 | 0.60794 | 0.60783 | 0.60772 | 0.60761 | 0.60752 | 0.60741 | 0.60729 | 0.60716 | 0.60701 | 0.60684 | 0.60666 | 0.60647 | 0.60627 | 0.60608 | 0.6059 | 0.60571 | 0.60553 | 0.60535 | 0.60518 | 0.60501 | 0.60485 | 0.60469 | 0.60455 | 0.6044 | 0.60426 | 0.60409 | 0.60388 | 0.60367 | 0.60345 | 0.60324
52dA | Critical Period 55% reduction by 2050 - SPL | CP Leak 8 | Supply pipe repairs / replacement | Customer Options | N | Preferred (most likely) | NWLBWF | Ml/d | 2 |  |  | 0 | 0 | 0 | 0 | 0.0043427 | 0.011493 | 0.018436 | 0.022824 | 0.026555 | 0.030123 | 0.033634 | 0.037064 | 0.040515 | 0.043959 | 0.04698 | 0.05001 | 0.05331 | 0.056592 | 0.059857 | 0.06431 | 0.068755 | 0.073187 | 0.077609 | 0.08202 | 0.086414 | 0.090783 | 0.095118 | 0.099412 | 0.10368 | 0.10353 | 0.10345 | 0.10335 | 0.10327 | 0.10319 | 0.10322 | 0.10333 | 0.10343 | 0.10354 | 0.10363 | 0.10374 | 0.10386 | 0.10399 | 0.10415 | 0.10431 | 0.10449 | 0.10468 | 0.10488 | 0.10507 | 0.10526 | 0.10544 | 0.10562 | 0.1058 | 0.10597 | 0.10614 | 0.1063 | 0.10646 | 0.1066 | 0.10675 | 0.10689 | 0.10707 | 0.10727 | 0.10749 | 0.1077 | 0.10792
52dA | Critical Period Water efficiency - Medium scenario | CP WEF Medium | Other water efficiency | Customer Options | N | Preferred (most likely) | NWLBWF | Ml/d | 2 |  |  | 0 | 0 | 0 | 0 | 0.028211 | 0.056058 | 0.083396 | 0.11029 | 0.13665 | 0.16152 | 0.18622 | 0.21115 | 0.23597 | 0.26077 | 0.28474 | 0.30798 | 0.33153 | 0.35499 | 0.37831 | 0.40069 | 0.42293 | 0.44512 | 0.4672 | 0.46596 | 0.46472 | 0.46332 | 0.46201 | 0.46086 | 0.45974 | 0.45868 | 0.45772 | 0.45684 | 0.45592 | 0.45486 | 0.45383 | 0.45285 | 0.45192 | 0.45107 | 0.45024 | 0.44931 | 0.44838 | 0.44742 | 0.44634 | 0.44511 | 0.44377 | 0.44239 | 0.44105 | 0.43979 | 0.43857 | 0.43738 | 0.43622 | 0.43509 | 0.434 | 0.43299 | 0.43203 | 0.43111 | 0.43028 | 0.42947 | 0.42863 | 0.42781 | 0.42692 | 0.42597 | 0.42498 | 0.424
52dA | Critical Period Smart scenario | CP HH Smart | Other water efficiency | Customer Options | N | Preferred (most likely) | NWLBWF | Ml/d | 2 |  |  | 0 | 0 | 0 | 0 | 0.07804 | 0.060339 | 0.080269 | 0.081286 | 0.082231 | 0.082888 | 0.083618 | 0.084539 | 0.085481 | 0.086456 | 0.086174 | 0.085735 | 0.085441 | 0.085165 | 0.084894 | 0.084611 | 0.084333 | 0.084074 | 0.083822 | 0.083599 | 0.083376 | 0.083126 | 0.08289 | 0.082683 | 0.082483 | 0.082292 | 0.08212 | 0.081963 | 0.081796 | 0.081607 | 0.081422 | 0.081247 | 0.08108 | 0.080927 | 0.080777 | 0.080612 | 0.080445 | 0.080272 | 0.080079 | 0.079858 | 0.079617 | 0.079371 | 0.07913 | 0.078903 | 0.078684 | 0.07847 | 0.078264 | 0.07806 | 0.077865 | 0.077683 | 0.077511 | 0.077345 | 0.077196 | 0.077052 | 0.076902 | 0.076754 | 0.076595 | 0.076424 | 0.076246 | 0.07607
52dA | Critical Period NHH water efficiency - all activity- High 9% | CP NHH High | Other water efficiency | Customer Options | N | Preferred (most likely) | NWLBWF | Ml/d | 2 |  |  | 0 | 0 | 0 | 0 | 0.00031991 | 0.00063982 | 0.00095973 | 0.0012796 | 0.0015995 | 0.0020444 | 0.0024893 | 0.0029342 | 0.0033791 | 0.003824 | 0.0043662 | 0.0049084 | 0.0054506 | 0.0054506 | 0.0054506 | 0.0054506 | 0.0054506 | 0.0054506 | 0.0054506 | 0.0054506 | 0.0054506 | 0.0054506 | 0.0054506 | 0.0054506 | 0.0054506 | 0.0054506 | 0.0054506 | 0.0054506 | 0.0054506 | 0.0054506 | 0.0054506 | 0.0054506 | 0.0054506 | 0.0054506 | 0.0054506 | 0.0054506 | 0.0054506 | 0.0054506 | 0.0054506 | 0.0054506 | 0.0054506 | 0.0054506 | 0.0054506 | 0.0054506 | 0.0054506 | 0.0054506 | 0.0054506 | 0.0054506 | 0.0054506 | 0.0054506 | 0.0054506 | 0.0054506 | 0.0054506 | 0.0054506 | 0.0054506 | 0.0054506 | 0.0054506 | 0.0054506 | 0.0054506 | 0.0054506
52dA | Critical Period Metering Option 2 | CP DMO 2 | Metering optants | Customer Options | N | Preferred (most likely) | NWLKLD | Ml/d | 2 |  |  | 0 | 0 | 0 | 0 | 0.53396 | 1.8146 | 2.8572 | 3.9099 | 4.9367 | 5.9708 | 7.0503 | 8.1136 | 9.1486 | 10.166 | 10.4835 | 10.4768 | 10.4606 | 10.4431 | 10.4241 | 10.4002 | 10.3808 | 10.3624 | 10.3644 | 10.4117 | 10.4562 | 10.4986 | 10.5386 | 10.5782 | 10.6144 | 8.9504 | 8.9606 | 8.9724 | 8.9823 | 8.992 | 8.9997 | 9.0082 | 9.0164 | 9.026 | 9.0347 | 9.0421 | 9.0476 | 9.0534 | 9.0577 | 9.0607 | 9.0627 | 9.0642 | 9.0662 | 9.0684 | 9.0713 | 9.0741 | 9.0764 | 9.079 | 9.083 | 9.0881 | 9.0937 | 9.0993 | 9.1054 | 9.1114 | 9.117 | 9.1223 | 9.1262 | 9.1309 | 9.1344 | 9.1379
52dA | Critical Period Government Led Interventions | CP Gov Led | Other water efficiency | Customer Options | N | Preferred (most likely) | NWLKLD | Ml/d | 2 |  |  | 0 | 0 | 0 | 0 | 0 | 7.5608 | 8.5339 | 9.4977 | 10.4546 | 11.4036 | 12.3516 | 13.3053 | 15.3397 | 17.3633 | 19.3774 | 21.3781 | 23.3691 | 25.3358 | 27.2933 | 29.2426 | 31.1801 | 33.1015 | 33.6794 | 34.2671 | 34.8546 | 35.4356 | 36.0146 | 36.5995 | 37.1814 | 37.7674 | 37.709 | 37.6577 | 37.6031 | 37.5438 | 37.4919 | 37.4541 | 37.419 | 37.3871 | 37.355 | 37.3177 | 37.2784 | 37.2381 | 37.1903 | 37.1359 | 37.0763 | 37.0148 | 36.9558 | 36.9 | 36.8473 | 36.7959 | 36.7463 | 36.697 | 36.6495 | 36.6047 | 36.5629 | 36.5224 | 36.4853 | 36.4486 | 36.4102 | 36.3746 | 36.3372 | 36.2991 | 36.2574 | 36.2156
52cA | Critical Period 55% reduction by 2050 - DL | CP Leak 3 | Other leakage control | Distribution Options | N | Preferred (most likely) | NWLKLD | Ml/d | 2 |  |  | 0 | 0 | 0 | 0 | 1.4462 | 2.8772 | 4.3041 | 5.7307 | 7.1608 | 8.5839 | 9.9982 | 11.4155 | 12.8355 | 14.2586 | 15.7102 | 17.1892 | 18.6699 | 20.1527 | 21.6373 | 23.6597 | 25.6828 | 27.7062 | 29.7303 | 31.7548 | 33.7808 | 35.8094 | 37.8403 | 39.8738 | 41.91 | 41.9246 | 41.9399 | 41.9565 | 41.9729 | 41.9884 | 41.9933 | 41.9882 | 41.9831 | 41.9778 | 41.9723 | 41.9653 | 41.9575 | 41.9487 | 41.9384 | 41.9267 | 41.9139 | 41.9002 | 41.8864 | 41.8731 | 41.86 | 41.8472 | 41.8348 | 41.8227 | 41.8107 | 41.7992 | 41.7882 | 41.7777 | 41.7678 | 41.7577 | 41.7472 | 41.734 | 41.7177 | 41.7007 | 41.6831 | 41.6655
52dA | Critical Period 55% reduction by 2050 - SPL | CP Leak 8 | Supply pipe repairs / replacement | Customer Options | N | Preferred (most likely) | NWLKLD | Ml/d | 2 |  |  | 0 | 0 | 0 | 0 | 0.3962 | 0.80749 | 1.223 | 1.6388 | 2.051 | 2.4703 | 2.8983 | 3.3234 | 3.7458 | 4.1651 | 4.5559 | 4.9192 | 5.2808 | 5.6404 | 5.9982 | 6.4881 | 6.9774 | 7.4663 | 7.9545 | 8.4424 | 8.9287 | 9.4125 | 9.8938 | 10.3727 | 10.8489 | 10.8342 | 10.8189 | 10.8024 | 10.7859 | 10.7705 | 10.7655 | 10.7706 | 10.7758 | 10.781 | 10.7866 | 10.7936 | 10.8014 | 10.8101 | 10.8205 | 10.8321 | 10.845 | 10.8586 | 10.8724 | 10.8857 | 10.8989 | 10.9116 | 10.924 | 10.9362 | 10.9481 | 10.9597 | 10.9706 | 10.9811 | 10.9911 | 11.0012 | 11.0117 | 11.0248 | 11.0411 | 11.0581 | 11.0757 | 11.0934
52dA | Critical Period Water efficiency - Medium scenario | CP WEF Medium | Other water efficiency | Customer Options | N | Preferred (most likely) | NWLKLD | Ml/d | 2 |  |  | 0 | 0 | 0 | 0 | 3.144 | 6.2658 | 9.3649 | 12.4407 | 15.493 | 18.3651 | 21.2217 | 24.0629 | 26.896 | 29.7214 | 32.4761 | 35.2095 | 37.9255 | 40.6311 | 43.3335 | 45.944 | 48.5385 | 51.1296 | 53.7226 | 53.6365 | 53.5507 | 53.4508 | 53.3549 | 53.2756 | 53.2014 | 53.1331 | 53.0724 | 53.0193 | 52.9616 | 52.893 | 52.8301 | 52.777 | 52.7288 | 52.6835 | 52.6381 | 52.5831 | 52.525 | 52.4645 | 52.3908 | 52.3052 | 52.2102 | 52.1117 | 52.0174 | 51.9296 | 51.8454 | 51.7642 | 51.6861 | 51.6113 | 51.5393 | 51.4718 | 51.4089 | 51.3481 | 51.2927 | 51.2377 | 51.1793 | 51.1235 | 51.0643 | 50.999 | 50.9297 | 50.8602
52dA | Critical Period Smart scenario | CP HH Smart | Other water efficiency | Customer Options | N | Preferred (most likely) | NWLKLD | Ml/d | 2 |  |  | 0 | 0 | 0 | 0 | 0.63105 | 1.5811 | 2.515 | 3.463 | 4.406 | 5.2484 | 6.0863 | 6.9196 | 7.7505 | 8.5791 | 8.5572 | 8.5335 | 8.5096 | 8.4867 | 8.4662 | 8.4467 | 8.4266 | 8.408 | 8.3916 | 8.3782 | 8.3648 | 8.3492 | 8.3342 | 8.3218 | 8.3102 | 8.2995 | 8.29 | 8.2817 | 8.2727 | 8.262 | 8.2522 | 8.2439 | 8.2364 | 8.2293 | 8.2222 | 8.2136 | 8.2045 | 8.1951 | 8.1836 | 8.1702 | 8.1554 | 8.14 | 8.1252 | 8.1115 | 8.0984 | 8.0857 | 8.0735 | 8.0618 | 8.0506 | 8.04 | 8.0302 | 8.0207 | 8.0121 | 8.0035 | 7.9943 | 7.9856 | 7.9764 | 7.9662 | 7.9553 | 7.9445
52dA | Critical Period NHH water efficiency - all activity- High 9% | CP NHH High | Other water efficiency | Customer Options | N | Preferred (most likely) | NWLKLD | Ml/d | 2 |  |  | 0 | 0 | 0 | 0 | 0.75784 | 1.5157 | 2.2735 | 3.0313 | 3.7892 | 4.8431 | 5.897 | 6.9509 | 8.0048 | 9.0587 | 10.3432 | 11.6276 | 12.912 | 12.912 | 12.912 | 12.912 | 12.912 | 12.912 | 12.912 | 12.912 | 12.912 | 12.912 | 12.912 | 12.912 | 12.912 | 12.912 | 12.912 | 12.912 | 12.912 | 12.912 | 12.912 | 12.912 | 12.912 | 12.912 | 12.912 | 12.912 | 12.912 | 12.912 | 12.912 | 12.912 | 12.912 | 12.912 | 12.912 | 12.912 | 12.912 | 12.912 | 12.912 | 12.912 | 12.912 | 12.912 | 12.912 | 12.912 | 12.912 | 12.912 | 12.912 | 12.912 | 12.912 | 12.912 | 12.912 | 12.912
52dA | Metering Option 2 | DMO 2 | Metering optants | Customer Options | N | Least Cost | NWLBWF | Ml/d | 2 |  |  | 0 | 0 | 0 | 0 | 0.067181 | 0.11987 | 0.13017 | 0.13363 | 0.13508 | 0.13606 | 0.13671 | 0.13708 | 0.13747 | 0.13788 | 0.13698 | 0.13597 | 0.13585 | 0.13568 | 0.13546 | 0.13515 | 0.13484 | 0.1345 | 0.13432 | 0.1345 | 0.13467 | 0.13483 | 0.13496 | 0.13507 | 0.13514 | 0.11622 | 0.11632 | 0.11642 | 0.1165 | 0.11658 | 0.11664 | 0.11671 | 0.11678 | 0.11687 | 0.11695 | 0.11701 | 0.11707 | 0.11712 | 0.11715 | 0.11718 | 0.11719 | 0.1172 | 0.11721 | 0.11722 | 0.11723 | 0.11724 | 0.11725 | 0.11725 | 0.11725 | 0.11726 | 0.11728 | 0.1173 | 0.11733 | 0.11736 | 0.11738 | 0.1174 | 0.11741 | 0.11742 | 0.11742 | 0.11743
52dA | Water efficiency -Medium scenario | WEF Medium | Other water efficiency | Customer Options | N | Least Cost | NWLBWF | Ml/d | 2 |  |  | 0 | 0 | 0 | 0 | 0.023363 | 0.046452 | 0.06914 | 0.091485 | 0.11341 | 0.13412 | 0.15471 | 0.17552 | 0.19628 | 0.21705 | 0.23715 | 0.25665 | 0.27645 | 0.2962 | 0.31586 | 0.33476 | 0.35355 | 0.37232 | 0.39102 | 0.39019 | 0.38937 | 0.3884 | 0.38751 | 0.38676 | 0.38604 | 0.38534 | 0.3847 | 0.38413 | 0.38351 | 0.38278 | 0.38203 | 0.38129 | 0.38059 | 0.37995 | 0.37932 | 0.37861 | 0.3779 | 0.37716 | 0.37631 | 0.37534 | 0.37426 | 0.37316 | 0.37208 | 0.37106 | 0.37009 | 0.36914 | 0.36822 | 0.36732 | 0.36646 | 0.36566 | 0.3649 | 0.36418 | 0.36354 | 0.36291 | 0.36226 | 0.36161 | 0.36089 | 0.36011 | 0.3593 | 0.3585
52dA | Smart scenario | HH Smart | Other water efficiency | Customer Options | N | Least Cost | NWLBWF | Ml/d | 2 |  |  | 0 | 0 | 0 | 0 | 0.064629 | 0.049218 | 0.066548 | 0.067427 | 0.068246 | 0.068828 | 0.069467 | 0.070275 | 0.071102 | 0.071961 | 0.071771 | 0.071446 | 0.071245 | 0.071061 | 0.07088 | 0.070688 | 0.070499 | 0.070324 | 0.070153 | 0.070005 | 0.069857 | 0.069684 | 0.069524 | 0.069389 | 0.06926 | 0.069134 | 0.069019 | 0.068917 | 0.068807 | 0.068676 | 0.068541 | 0.068408 | 0.068281 | 0.068167 | 0.068054 | 0.067927 | 0.067799 | 0.067667 | 0.067515 | 0.067339 | 0.067147 | 0.066948 | 0.066755 | 0.066573 | 0.066398 | 0.066228 | 0.066063 | 0.065901 | 0.065746 | 0.065603 | 0.065468 | 0.065338 | 0.065222 | 0.065111 | 0.064994 | 0.064877 | 0.064748 | 0.064608 | 0.064462 | 0.064319
52cA | 55% reduction by 2050 - DL | LEAK 3 | Other leakage control | Distribution Options | N | Least Cost | NWLBWF | Ml/d | 2 |  |  | 0 | 0 | 0 | 0 | 0.020491 | 0.038174 | 0.056065 | 0.076511 | 0.097614 | 0.11888 | 0.1402 | 0.16161 | 0.18299 | 0.20438 | 0.22619 | 0.24799 | 0.26953 | 0.29108 | 0.31265 | 0.34206 | 0.37148 | 0.40091 | 0.43036 | 0.45981 | 0.48928 | 0.51877 | 0.5483 | 0.57787 | 0.60748 | 0.60762 | 0.6077 | 0.6078 | 0.60789 | 0.60796 | 0.60794 | 0.60783 | 0.60772 | 0.60761 | 0.60752 | 0.60741 | 0.60729 | 0.60716 | 0.60701 | 0.60684 | 0.60666 | 0.60647 | 0.60627 | 0.60608 | 0.6059 | 0.60571 | 0.60553 | 0.60535 | 0.60518 | 0.60501 | 0.60485 | 0.60469 | 0.60455 | 0.6044 | 0.60426 | 0.60409 | 0.60388 | 0.60367 | 0.60345 | 0.60324
52dA | 55% reduction by 2050 - SPL | LEAK 8 | Supply pipe repairs / replacement | Customer Options | N | Least Cost | NWLBWF | Ml/d | 2 |  |  | 0 | 0 | 0 | 0 | 0.0043427 | 0.011493 | 0.018436 | 0.022824 | 0.026555 | 0.030123 | 0.033634 | 0.037064 | 0.040515 | 0.043959 | 0.04698 | 0.05001 | 0.05331 | 0.056592 | 0.059857 | 0.06431 | 0.068755 | 0.073187 | 0.077609 | 0.08202 | 0.086414 | 0.090783 | 0.095118 | 0.099412 | 0.10368 | 0.10353 | 0.10345 | 0.10335 | 0.10327 | 0.10319 | 0.10322 | 0.10333 | 0.10343 | 0.10354 | 0.10363 | 0.10374 | 0.10386 | 0.10399 | 0.10415 | 0.10431 | 0.10449 | 0.10468 | 0.10488 | 0.10507 | 0.10526 | 0.10544 | 0.10562 | 0.1058 | 0.10597 | 0.10614 | 0.1063 | 0.10646 | 0.1066 | 0.10675 | 0.10689 | 0.10707 | 0.10727 | 0.10749 | 0.1077 | 0.10792
52dA | NHH water efficiency - all activity- Medium 5% | NHH Medium | Other water efficiency | Customer Options | N | Least Cost | NWLBWF | Ml/d | 2 |  |  | 0 | 0 | 0 | 0 | 0.00031991 | 0.00063982 | 0.00095973 | 0.0012796 | 0.0015995 | 0.0020444 | 0.0024893 | 0.0029342 | 0.0033791 | 0.003824 | 0.0043662 | 0.0049084 | 0.0054506 | 0.0054506 | 0.0054506 | 0.0054506 | 0.0054506 | 0.0054506 | 0.0054506 | 0.0054506 | 0.0054506 | 0.0054506 | 0.0054506 | 0.0054506 | 0.0054506 | 0.0054506 | 0.0054506 | 0.0054506 | 0.0054506 | 0.0054506 | 0.0054506 | 0.0054506 | 0.0054506 | 0.0054506 | 0.0054506 | 0.0054506 | 0.0054506 | 0.0054506 | 0.0054506 | 0.0054506 | 0.0054506 | 0.0054506 | 0.0054506 | 0.0054506 | 0.0054506 | 0.0054506 | 0.0054506 | 0.0054506 | 0.0054506 | 0.0054506 | 0.0054506 | 0.0054506 | 0.0054506 | 0.0054506 | 0.0054506 | 0.0054506 | 0.0054506 | 0.0054506 | 0.0054506 | 0.0054506
52dA | Government Led Interventions | Gov Led | Other water efficiency | Customer Options | N | Least Cost | NWLBWF | Ml/d | 2 |  |  | 0 | 0 | 0 | 0 | 0 | 0 | 0.0076621 | 0.015225 | 0.022672 | 0.030032 | 0.037336 | 0.044673 | 0.060156 | 0.075601 | 0.090921 | 0.10598 | 0.12109 | 0.13614 | 0.15111 | 0.16599 | 0.18078 | 0.19555 | 0.20018 | 0.20487 | 0.20953 | 0.2141 | 0.21869 | 0.22333 | 0.22796 | 0.2326 | 0.2322 | 0.23185 | 0.23148 | 0.23103 | 0.23058 | 0.23012 | 0.22969 | 0.2293 | 0.22892 | 0.22849 | 0.22806 | 0.22761 | 0.2271 | 0.22651 | 0.22586 | 0.22519 | 0.22454 | 0.22393 | 0.22334 | 0.22276 | 0.22221 | 0.22166 | 0.22114 | 0.22065 | 0.2202 | 0.21976 | 0.21937 | 0.21899 | 0.2186 | 0.2182 | 0.21777 | 0.2173 | 0.21681 | 0.21632
52dA | Metering Option 2 | DMO 2 | Metering optants | Customer Options | N | Least Cost | NWLKLD | Ml/d | 2 |  |  | 0 | 0 | 0 | 0 | 0.45633 | 1.5625 | 2.4556 | 3.353 | 4.2289 | 5.091 | 5.973 | 6.8425 | 7.691 | 8.5263 | 8.7747 | 8.7648 | 8.7493 | 8.7337 | 8.7171 | 8.6935 | 8.6727 | 8.6518 | 8.6463 | 8.6752 | 8.7022 | 8.7279 | 8.7518 | 8.7753 | 8.7964 | 7.3476 | 7.3542 | 7.3617 | 7.3679 | 7.3737 | 7.3776 | 7.3814 | 7.3852 | 7.3899 | 7.394 | 7.397 | 7.3985 | 7.4003 | 7.4009 | 7.4004 | 7.3991 | 7.3975 | 7.3963 | 7.3954 | 7.3949 | 7.3946 | 7.3939 | 7.3937 | 7.3948 | 7.3968 | 7.3992 | 7.4017 | 7.4046 | 7.4075 | 7.4099 | 7.4122 | 7.4133 | 7.4147 | 7.4154 | 7.4161
52dA | Water efficiency - all activity -Medium scenario | WEF Medium | Other water efficiency | Customer Options | N | Least Cost | NWLKLD | Ml/d | 2 |  |  | 0 | 0 | 0 | 0 | 2.6171 | 5.2196 | 7.8068 | 10.3785 | 12.9345 | 15.3421 | 17.7384 | 20.1246 | 22.5072 | 24.8866 | 27.2103 | 29.5189 | 31.8153 | 34.1062 | 36.3975 | 38.6143 | 40.8192 | 43.023 | 45.2302 | 45.1823 | 45.1339 | 45.0733 | 45.016 | 44.9732 | 44.9348 | 44.8983 | 44.865 | 44.8383 | 44.8075 | 44.7672 | 44.7265 | 44.689 | 44.6556 | 44.6247 | 44.5935 | 44.5539 | 44.5115 | 44.4669 | 44.4107 | 44.344 | 44.2692 | 44.1912 | 44.1167 | 44.0479 | 43.9822 | 43.9189 | 43.8583 | 43.8005 | 43.745 | 43.6933 | 43.6457 | 43.5997 | 43.5584 | 43.5174 | 43.4733 | 43.43 | 43.3824 | 43.3294 | 43.2728 | 43.216
52dA | Smart scenario | HH Smart | Other water efficiency | Customer Options | N | Least Cost | NWLKLD | Ml/d | 2 |  |  | 0 | 0 | 0 | 0 | 0.5253 | 1.3172 | 2.0966 | 2.889 | 3.6784 | 4.3845 | 5.0873 | 5.7871 | 6.4858 | 7.1835 | 7.1697 | 7.1544 | 7.1386 | 7.1238 | 7.1111 | 7.0991 | 7.0864 | 7.0749 | 7.0651 | 7.0576 | 7.05 | 7.0406 | 7.0316 | 7.0249 | 7.0189 | 7.0132 | 7.008 | 7.0039 | 6.9991 | 6.9927 | 6.9864 | 6.9805 | 6.9753 | 6.9705 | 6.9656 | 6.9594 | 6.9528 | 6.9458 | 6.9371 | 6.9267 | 6.915 | 6.9028 | 6.8911 | 6.8804 | 6.8701 | 6.8602 | 6.8508 | 6.8417 | 6.8331 | 6.825 | 6.8176 | 6.8104 | 6.8039 | 6.7975 | 6.7906 | 6.7839 | 6.7764 | 6.7682 | 6.7593 | 6.7504
52cA | 55% reduction by 2050 - DL | LEAK 3 | Other leakage control | Distribution Options | N | Least Cost | NWLKLD | Ml/d | 2 |  |  | 0 | 0 | 0 | 0 | 1.4462 | 2.8772 | 4.3041 | 5.7307 | 7.1608 | 8.5839 | 9.9982 | 11.4155 | 12.8355 | 14.2586 | 15.7102 | 17.1892 | 18.6699 | 20.1527 | 21.6373 | 23.6597 | 25.6828 | 27.7062 | 29.7303 | 31.7548 | 33.7808 | 35.8094 | 37.8403 | 39.8738 | 41.91 | 41.9246 | 41.9399 | 41.9565 | 41.9729 | 41.9884 | 41.9933 | 41.9882 | 41.9831 | 41.9778 | 41.9723 | 41.9653 | 41.9575 | 41.9487 | 41.9384 | 41.9267 | 41.9139 | 41.9002 | 41.8864 | 41.8731 | 41.86 | 41.8472 | 41.8348 | 41.8227 | 41.8107 | 41.7992 | 41.7882 | 41.7777 | 41.7678 | 41.7577 | 41.7472 | 41.734 | 41.7177 | 41.7007 | 41.6831 | 41.6655
52dA | 55% reduction by 2050 - SPL | LEAK 8 | Supply pipe repairs / replacement | Customer Options | N | Least Cost | NWLKLD | Ml/d | 2 |  |  | 0 | 0 | 0 | 0 | 0.3962 | 0.80749 | 1.223 | 1.6388 | 2.051 | 2.4703 | 2.8983 | 3.3234 | 3.7458 | 4.1651 | 4.5559 | 4.9192 | 5.2808 | 5.6404 | 5.9982 | 6.4881 | 6.9774 | 7.4663 | 7.9545 | 8.4424 | 8.9287 | 9.4125 | 9.8938 | 10.3727 | 10.8489 | 10.8342 | 10.8189 | 10.8024 | 10.7859 | 10.7705 | 10.7655 | 10.7706 | 10.7758 | 10.781 | 10.7866 | 10.7936 | 10.8014 | 10.8101 | 10.8205 | 10.8321 | 10.845 | 10.8586 | 10.8724 | 10.8857 | 10.8989 | 10.9116 | 10.924 | 10.9362 | 10.9481 | 10.9597 | 10.9706 | 10.9811 | 10.9911 | 11.0012 | 11.0117 | 11.0248 | 11.0411 | 11.0581 | 11.0757 | 11.0934
52dA | NHH water efficiency - all activity- High 9% | NHH High | Other water efficiency | Customer Options | N | Least Cost | NWLKLD | Ml/d | 2 |  |  | 0 | 0 | 0 | 0 | 0.75784 | 1.5157 | 2.2735 | 3.0313 | 3.7892 | 4.8431 | 5.897 | 6.9509 | 8.0048 | 9.0587 | 10.3432 | 11.6276 | 12.912 | 12.912 | 12.912 | 12.912 | 12.912 | 12.912 | 12.912 | 12.912 | 12.912 | 12.912 | 12.912 | 12.912 | 12.912 | 12.912 | 12.912 | 12.912 | 12.912 | 12.912 | 12.912 | 12.912 | 12.912 | 12.912 | 12.912 | 12.912 | 12.912 | 12.912 | 12.912 | 12.912 | 12.912 | 12.912 | 12.912 | 12.912 | 12.912 | 12.912 | 12.912 | 12.912 | 12.912 | 12.912 | 12.912 | 12.912 | 12.912 | 12.912 | 12.912 | 12.912 | 12.912 | 12.912 | 12.912 | 12.912
52dA | Government Led Interventions | Gov Led | Other water efficiency | Customer Options | N | Least Cost | NWLKLD | Ml/d | 2 |  |  | 0 | 0 | 0 | 0 | 0 | 6.1446 | 6.9632 | 7.7753 | 8.5829 | 9.3837 | 10.1834 | 10.9893 | 12.7002 | 14.4041 | 16.1024 | 17.7915 | 19.4746 | 21.1391 | 22.798 | 24.4518 | 26.0969 | 27.7293 | 28.2324 | 28.7437 | 29.2549 | 29.7609 | 30.2659 | 30.7767 | 31.2856 | 31.796 | 31.7607 | 31.7314 | 31.6992 | 31.6628 | 31.6286 | 31.6023 | 31.5782 | 31.5568 | 31.5352 | 31.5089 | 31.4808 | 31.4518 | 31.4162 | 31.3748 | 31.3288 | 31.2811 | 31.2355 | 31.1927 | 31.1524 | 31.1133 | 31.0756 | 31.0383 | 31.0024 | 30.9689 | 30.9379 | 30.908 | 30.881 | 30.8542 | 30.826 | 30.799 | 30.7693 | 30.7388 | 30.7053 | 30.6716
52dA | Metering Option 2 | DMO 2 | Metering optants | Customer Options | N | Ofwat Core | NWLBWF | Ml/d | 2 |  |  | 0 | 0 | 0 | 0 | 0.067181 | 0.11987 | 0.13017 | 0.13363 | 0.13508 | 0.13606 | 0.13671 | 0.13708 | 0.13747 | 0.13788 | 0.13698 | 0.13597 | 0.13585 | 0.13568 | 0.13546 | 0.13515 | 0.13484 | 0.1345 | 0.13432 | 0.1345 | 0.13467 | 0.13483 | 0.13496 | 0.13507 | 0.13514 | 0.11622 | 0.11632 | 0.11642 | 0.1165 | 0.11658 | 0.11664 | 0.11671 | 0.11678 | 0.11687 | 0.11695 | 0.11701 | 0.11707 | 0.11712 | 0.11715 | 0.11718 | 0.11719 | 0.1172 | 0.11721 | 0.11722 | 0.11723 | 0.11724 | 0.11725 | 0.11725 | 0.11725 | 0.11726 | 0.11728 | 0.1173 | 0.11733 | 0.11736 | 0.11738 | 0.1174 | 0.11741 | 0.11742 | 0.11742 | 0.11743
52dA | Water efficiency -Medium scenario | WEF Medium | Other water efficiency | Customer Options | N | Ofwat Core | NWLBWF | Ml/d | 2 |  |  | 0 | 0 | 0 | 0 | 0.023363 | 0.046452 | 0.06914 | 0.091485 | 0.11341 | 0.13412 | 0.15471 | 0.17552 | 0.19628 | 0.21705 | 0.23715 | 0.25665 | 0.27645 | 0.2962 | 0.31586 | 0.33476 | 0.35355 | 0.37232 | 0.39102 | 0.39019 | 0.38937 | 0.3884 | 0.38751 | 0.38676 | 0.38604 | 0.38534 | 0.3847 | 0.38413 | 0.38351 | 0.38278 | 0.38203 | 0.38129 | 0.38059 | 0.37995 | 0.37932 | 0.37861 | 0.3779 | 0.37716 | 0.37631 | 0.37534 | 0.37426 | 0.37316 | 0.37208 | 0.37106 | 0.37009 | 0.36914 | 0.36822 | 0.36732 | 0.36646 | 0.36566 | 0.3649 | 0.36418 | 0.36354 | 0.36291 | 0.36226 | 0.36161 | 0.36089 | 0.36011 | 0.3593 | 0.3585
52dA | Smart scenario | HH Smart | Other water efficiency | Customer Options | N | Ofwat Core | NWLBWF | Ml/d | 2 |  |  | 0 | 0 | 0 | 0 | 0.064629 | 0.049218 | 0.066548 | 0.067427 | 0.068246 | 0.068828 | 0.069467 | 0.070275 | 0.071102 | 0.071961 | 0.071771 | 0.071446 | 0.071245 | 0.071061 | 0.07088 | 0.070688 | 0.070499 | 0.070324 | 0.070153 | 0.070005 | 0.069857 | 0.069684 | 0.069524 | 0.069389 | 0.06926 | 0.069134 | 0.069019 | 0.068917 | 0.068807 | 0.068676 | 0.068541 | 0.068408 | 0.068281 | 0.068167 | 0.068054 | 0.067927 | 0.067799 | 0.067667 | 0.067515 | 0.067339 | 0.067147 | 0.066948 | 0.066755 | 0.066573 | 0.066398 | 0.066228 | 0.066063 | 0.065901 | 0.065746 | 0.065603 | 0.065468 | 0.065338 | 0.065222 | 0.065111 | 0.064994 | 0.064877 | 0.064748 | 0.064608 | 0.064462 | 0.064319
52cA | 55% reduction by 2050 - DL | LEAK 3 | Other leakage control | Distribution Options | N | Ofwat Core | NWLBWF | Ml/d | 2 |  |  | 0 | 0 | 0 | 0 | 0.020491 | 0.038174 | 0.056065 | 0.076511 | 0.097614 | 0.11888 | 0.1402 | 0.16161 | 0.18299 | 0.20438 | 0.22619 | 0.24799 | 0.26953 | 0.29108 | 0.31265 | 0.34206 | 0.37148 | 0.40091 | 0.43036 | 0.45981 | 0.48928 | 0.51877 | 0.5483 | 0.57787 | 0.60748 | 0.60762 | 0.6077 | 0.6078 | 0.60789 | 0.60796 | 0.60794 | 0.60783 | 0.60772 | 0.60761 | 0.60752 | 0.60741 | 0.60729 | 0.60716 | 0.60701 | 0.60684 | 0.60666 | 0.60647 | 0.60627 | 0.60608 | 0.6059 | 0.60571 | 0.60553 | 0.60535 | 0.60518 | 0.60501 | 0.60485 | 0.60469 | 0.60455 | 0.6044 | 0.60426 | 0.60409 | 0.60388 | 0.60367 | 0.60345 | 0.60324
52dA | 55% reduction by 2050 - SPL | LEAK 8 | Supply pipe repairs / replacement | Customer Options | N | Ofwat Core | NWLBWF | Ml/d | 2 |  |  | 0 | 0 | 0 | 0 | 0.0043427 | 0.011493 | 0.018436 | 0.022824 | 0.026555 | 0.030123 | 0.033634 | 0.037064 | 0.040515 | 0.043959 | 0.04698 | 0.05001 | 0.05331 | 0.056592 | 0.059857 | 0.06431 | 0.068755 | 0.073187 | 0.077609 | 0.08202 | 0.086414 | 0.090783 | 0.095118 | 0.099412 | 0.10368 | 0.10353 | 0.10345 | 0.10335 | 0.10327 | 0.10319 | 0.10322 | 0.10333 | 0.10343 | 0.10354 | 0.10363 | 0.10374 | 0.10386 | 0.10399 | 0.10415 | 0.10431 | 0.10449 | 0.10468 | 0.10488 | 0.10507 | 0.10526 | 0.10544 | 0.10562 | 0.1058 | 0.10597 | 0.10614 | 0.1063 | 0.10646 | 0.1066 | 0.10675 | 0.10689 | 0.10707 | 0.10727 | 0.10749 | 0.1077 | 0.10792
52dA | NHH water efficiency - all activity- Medium 5% | NHH Medium | Other water efficiency | Customer Options | N | Ofwat Core | NWLBWF | Ml/d | 2 |  |  | 0 | 0 | 0 | 0 | 0.00031991 | 0.00063982 | 0.00095973 | 0.0012796 | 0.0015995 | 0.0020444 | 0.0024893 | 0.0029342 | 0.0033791 | 0.003824 | 0.0043662 | 0.0049084 | 0.0054506 | 0.0054506 | 0.0054506 | 0.0054506 | 0.0054506 | 0.0054506 | 0.0054506 | 0.0054506 | 0.0054506 | 0.0054506 | 0.0054506 | 0.0054506 | 0.0054506 | 0.0054506 | 0.0054506 | 0.0054506 | 0.0054506 | 0.0054506 | 0.0054506 | 0.0054506 | 0.0054506 | 0.0054506 | 0.0054506 | 0.0054506 | 0.0054506 | 0.0054506 | 0.0054506 | 0.0054506 | 0.0054506 | 0.0054506 | 0.0054506 | 0.0054506 | 0.0054506 | 0.0054506 | 0.0054506 | 0.0054506 | 0.0054506 | 0.0054506 | 0.0054506 | 0.0054506 | 0.0054506 | 0.0054506 | 0.0054506 | 0.0054506 | 0.0054506 | 0.0054506 | 0.0054506 | 0.0054506
52dA | Government Led Interventions | Gov Led | Other water efficiency | Customer Options | N | Ofwat Core | NWLBWF | Ml/d | 2 |  |  | 0 | 0 | 0 | 0 | 0 | 0 | 0.0076621 | 0.015225 | 0.022672 | 0.030032 | 0.037336 | 0.044673 | 0.060156 | 0.075601 | 0.090921 | 0.10598 | 0.12109 | 0.13614 | 0.15111 | 0.16599 | 0.18078 | 0.19555 | 0.20018 | 0.20487 | 0.20953 | 0.2141 | 0.21869 | 0.22333 | 0.22796 | 0.2326 | 0.2322 | 0.23185 | 0.23148 | 0.23103 | 0.23058 | 0.23012 | 0.22969 | 0.2293 | 0.22892 | 0.22849 | 0.22806 | 0.22761 | 0.2271 | 0.22651 | 0.22586 | 0.22519 | 0.22454 | 0.22393 | 0.22334 | 0.22276 | 0.22221 | 0.22166 | 0.22114 | 0.22065 | 0.2202 | 0.21976 | 0.21937 | 0.21899 | 0.2186 | 0.2182 | 0.21777 | 0.2173 | 0.21681 | 0.21632
52dP | Metering Option 2 | DMO 2 | Metering optants | Customer Options | N | Ofwat Core | NWLKLD | Ml/d | 2 |  |  | 0 | 0 | 0 | 0 | 0.45633 | 1.5625 | 2.4556 | 3.353 | 4.2289 | 5.091 | 5.973 | 6.8425 | 7.691 | 8.5263 | 8.7747 | 8.7648 | 8.7493 | 8.7337 | 8.7171 | 8.6935 | 8.6727 | 8.6518 | 8.6463 | 8.6752 | 8.7022 | 8.7279 | 8.7518 | 8.7753 | 8.7964 | 7.3476 | 7.3542 | 7.3617 | 7.3679 | 7.3737 | 7.3776 | 7.3814 | 7.3852 | 7.3899 | 7.394 | 7.397 | 7.3985 | 7.4003 | 7.4009 | 7.4004 | 7.3991 | 7.3975 | 7.3963 | 7.3954 | 7.3949 | 7.3946 | 7.3939 | 7.3937 | 7.3948 | 7.3968 | 7.3992 | 7.4017 | 7.4046 | 7.4075 | 7.4099 | 7.4122 | 7.4133 | 7.4147 | 7.4154 | 7.4161
52dA | Water efficiency - all activity -Medium scenario | WEF Medium | Other water efficiency | Customer Options | N | Ofwat Core | NWLKLD | Ml/d | 2 |  |  | 0 | 0 | 0 | 0 | 2.6171 | 5.2196 | 7.8068 | 10.3785 | 12.9345 | 15.3421 | 17.7384 | 20.1246 | 22.5072 | 24.8866 | 27.2103 | 29.5189 | 31.8153 | 34.1062 | 36.3975 | 38.6143 | 40.8192 | 43.023 | 45.2302 | 45.1823 | 45.1339 | 45.0733 | 45.016 | 44.9732 | 44.9348 | 44.8983 | 44.865 | 44.8383 | 44.8075 | 44.7672 | 44.7265 | 44.689 | 44.6556 | 44.6247 | 44.5935 | 44.5539 | 44.5115 | 44.4669 | 44.4107 | 44.344 | 44.2692 | 44.1912 | 44.1167 | 44.0479 | 43.9822 | 43.9189 | 43.8583 | 43.8005 | 43.745 | 43.6933 | 43.6457 | 43.5997 | 43.5584 | 43.5174 | 43.4733 | 43.43 | 43.3824 | 43.3294 | 43.2728 | 43.216
52dA | Smart scenario | HH Smart | Other water efficiency | Customer Options | N | Ofwat Core | NWLKLD | Ml/d | 2 |  |  | 0 | 0 | 0 | 0 | 0.5253 | 1.3172 | 2.0966 | 2.889 | 3.6784 | 4.3845 | 5.0873 | 5.7871 | 6.4858 | 7.1835 | 7.1697 | 7.1544 | 7.1386 | 7.1238 | 7.1111 | 7.0991 | 7.0864 | 7.0749 | 7.0651 | 7.0576 | 7.05 | 7.0406 | 7.0316 | 7.0249 | 7.0189 | 7.0132 | 7.008 | 7.0039 | 6.9991 | 6.9927 | 6.9864 | 6.9805 | 6.9753 | 6.9705 | 6.9656 | 6.9594 | 6.9528 | 6.9458 | 6.9371 | 6.9267 | 6.915 | 6.9028 | 6.8911 | 6.8804 | 6.8701 | 6.8602 | 6.8508 | 6.8417 | 6.8331 | 6.825 | 6.8176 | 6.8104 | 6.8039 | 6.7975 | 6.7906 | 6.7839 | 6.7764 | 6.7682 | 6.7593 | 6.7504
52cA | 55% reduction by 2050 - DL | LEAK 3 | Other leakage control | Distribution Options | N | Ofwat Core | NWLKLD | Ml/d | 2 |  |  | 0 | 0 | 0 | 0 | 1.4462 | 2.8772 | 4.3041 | 5.7307 | 7.1608 | 8.5839 | 9.9982 | 11.4155 | 12.8355 | 14.2586 | 15.7102 | 17.1892 | 18.6699 | 20.1527 | 21.6373 | 23.6597 | 25.6828 | 27.7062 | 29.7303 | 31.7548 | 33.7808 | 35.8094 | 37.8403 | 39.8738 | 41.91 | 41.9246 | 41.9399 | 41.9565 | 41.9729 | 41.9884 | 41.9933 | 41.9882 | 41.9831 | 41.9778 | 41.9723 | 41.9653 | 41.9575 | 41.9487 | 41.9384 | 41.9267 | 41.9139 | 41.9002 | 41.8864 | 41.8731 | 41.86 | 41.8472 | 41.8348 | 41.8227 | 41.8107 | 41.7992 | 41.7882 | 41.7777 | 41.7678 | 41.7577 | 41.7472 | 41.734 | 41.7177 | 41.7007 | 41.6831 | 41.6655
52dA | 55% reduction by 2050 - SPL | LEAK 8 | Supply pipe repairs / replacement | Customer Options | N | Ofwat Core | NWLKLD | Ml/d | 2 |  |  | 0 | 0 | 0 | 0 | 0.3962 | 0.80749 | 1.223 | 1.6388 | 2.051 | 2.4703 | 2.8983 | 3.3234 | 3.7458 | 4.1651 | 4.5559 | 4.9192 | 5.2808 | 5.6404 | 5.9982 | 6.4881 | 6.9774 | 7.4663 | 7.9545 | 8.4424 | 8.9287 | 9.4125 | 9.8938 | 10.3727 | 10.8489 | 10.8342 | 10.8189 | 10.8024 | 10.7859 | 10.7705 | 10.7655 | 10.7706 | 10.7758 | 10.781 | 10.7866 | 10.7936 | 10.8014 | 10.8101 | 10.8205 | 10.8321 | 10.845 | 10.8586 | 10.8724 | 10.8857 | 10.8989 | 10.9116 | 10.924 | 10.9362 | 10.9481 | 10.9597 | 10.9706 | 10.9811 | 10.9911 | 11.0012 | 11.0117 | 11.0248 | 11.0411 | 11.0581 | 11.0757 | 11.0934
52dA | NHH water efficiency - all activity- High 9% | NHH High | Other water efficiency | Customer Options | N | Ofwat Core | NWLKLD | Ml/d | 2 |  |  | 0 | 0 | 0 | 0 | 0.75784 | 1.5157 | 2.2735 | 3.0313 | 3.7892 | 4.8431 | 5.897 | 6.9509 | 8.0048 | 9.0587 | 10.3432 | 11.6276 | 12.912 | 12.912 | 12.912 | 12.912 | 12.912 | 12.912 | 12.912 | 12.912 | 12.912 | 12.912 | 12.912 | 12.912 | 12.912 | 12.912 | 12.912 | 12.912 | 12.912 | 12.912 | 12.912 | 12.912 | 12.912 | 12.912 | 12.912 | 12.912 | 12.912 | 12.912 | 12.912 | 12.912 | 12.912 | 12.912 | 12.912 | 12.912 | 12.912 | 12.912 | 12.912 | 12.912 | 12.912 | 12.912 | 12.912 | 12.912 | 12.912 | 12.912 | 12.912 | 12.912 | 12.912 | 12.912 | 12.912 | 12.912
52dA | Government Led Interventions | Gov Led | Other water efficiency | Customer Options | N | Ofwat Core | NWLKLD | Ml/d | 2 |  |  | 0 | 0 | 0 | 0 | 0 | 6.1446 | 6.9632 | 7.7753 | 8.5829 | 9.3837 | 10.1834 | 10.9893 | 12.7002 | 14.4041 | 16.1024 | 17.7915 | 19.4746 | 21.1391 | 22.798 | 24.4518 | 26.0969 | 27.7293 | 28.2324 | 28.7437 | 29.2549 | 29.7609 | 30.2659 | 30.7767 | 31.2856 | 31.796 | 31.7607 | 31.7314 | 31.6992 | 31.6628 | 31.6286 | 31.6023 | 31.5782 | 31.5568 | 31.5352 | 31.5089 | 31.4808 | 31.4518 | 31.4162 | 31.3748 | 31.3288 | 31.2811 | 31.2355 | 31.1927 | 31.1524 | 31.1133 | 31.0756 | 31.0383 | 31.0024 | 30.9689 | 30.9379 | 30.908 | 30.881 | 30.8542 | 30.826 | 30.799 | 30.7693 | 30.7388 | 30.7053 | 30.6716
52dA | Demand side drought measures | DROUGHT1 | Drought - water use restrictions | Customer Options | N | Preferred (most likely) | NWLBWF | Ml/d | 2 |  |  | 0.34 | 0.34 | 0.34 | 0.34 | 0.34 | 0.34 | 0.34 | 0.34 | 0.34 | 0.34 | 0.34 | 0.34 | 0.34 | 0.34 | 0.34 | 0.34 | 0.34 | 0.34 | 0.34 | 0.34 | 0.34 | 0.34 | 0.34 | 0.34 | 0.34 | 0.34 | 0.34 | 0.34 | 0.34 | 0.34 | 0.34 | 0.34 | 0.34 | 0.34 | 0.34 | 0.34 | 0.34 | 0.34 | 0.34 | 0.34 | 0.34 | 0.34 | 0.34 | 0.34 | 0.34 | 0.34 | 0.34 | 0.34 | 0.34 | 0.34 | 0.34 | 0.34 | 0.34 | 0.34 | 0.34 | 0.34 | 0.34 | 0.34 | 0.34 | 0.34 | 0.34 | 0.34 | 0.34 | 0.34
52dA | Demand side drought measures | DROUGHT1 | Drought - water use restrictions | Customer Options | N | Preferred (most likely) | NWLKLD | Ml/d | 2 |  |  | 24 | 24 | 24 | 24 | 24 | 24 | 24 | 24 | 24 | 24 | 24 | 24 | 24 | 24 | 24 | 24 | 24 | 24 | 24 | 24 | 24 | 24 | 24 | 24 | 24 | 24 | 24 | 24 | 24 | 24 | 24 | 24 | 24 | 24 | 24 | 24 | 24 | 24 | 24 | 24 | 24 | 24 | 24 | 24 | 24 | 24 | 24 | 24 | 24 | 24 | 24 | 24 | 24 | 24 | 24 | 24 | 24 | 24 | 24 | 24 | 24 | 24 | 24 | 24
52dA | Demand side drought measures | DROUGHT1 | Drought - water use restrictions | Customer Options | N | Least Cost | NWLBWF | Ml/d | 2 |  |  | 0.34 | 0.34 | 0.34 | 0.34 | 0.34 | 0.34 | 0.34 | 0.34 | 0.34 | 0.34 | 0.34 | 0.34 | 0.34 | 0.34 | 0.34 | 0.34 | 0.34 | 0.34 | 0.34 | 0.34 | 0.34 | 0.34 | 0.34 | 0.34 | 0.34 | 0.34 | 0.34 | 0.34 | 0.34 | 0.34 | 0.34 | 0.34 | 0.34 | 0.34 | 0.34 | 0.34 | 0.34 | 0.34 | 0.34 | 0.34 | 0.34 | 0.34 | 0.34 | 0.34 | 0.34 | 0.34 | 0.34 | 0.34 | 0.34 | 0.34 | 0.34 | 0.34 | 0.34 | 0.34 | 0.34 | 0.34 | 0.34 | 0.34 | 0.34 | 0.34 | 0.34 | 0.34 | 0.34 | 0.34
52dA | Demand side drought measures | DROUGHT1 | Drought - water use restrictions | Customer Options | N | Least Cost | NWLKLD | Ml/d | 2 |  |  | 24 | 24 | 24 | 24 | 24 | 24 | 24 | 24 | 24 | 24 | 24 | 24 | 24 | 24 | 24 | 24 | 24 | 24 | 24 | 24 | 24 | 24 | 24 | 24 | 24 | 24 | 24 | 24 | 24 | 24 | 24 | 24 | 24 | 24 | 24 | 24 | 24 | 24 | 24 | 24 | 24 | 24 | 24 | 24 | 24 | 24 | 24 | 24 | 24 | 24 | 24 | 24 | 24 | 24 | 24 | 24 | 24 | 24 | 24 | 24 | 24 | 24 | 24 | 24
52dA | Demand side drought measures | DROUGHT1 | Drought - water use restrictions | Customer Options | N | Ofwat Core | NWLBWF | Ml/d | 2 |  |  | 0.34 | 0.34 | 0.34 | 0.34 | 0.34 | 0.34 | 0.34 | 0.34 | 0.34 | 0.34 | 0.34 | 0.34 | 0.34 | 0.34 | 0.34 | 0.34 | 0.34 | 0.34 | 0.34 | 0.34 | 0.34 | 0.34 | 0.34 | 0.34 | 0.34 | 0.34 | 0.34 | 0.34 | 0.34 | 0.34 | 0.34 | 0.34 | 0.34 | 0.34 | 0.34 | 0.34 | 0.34 | 0.34 | 0.34 | 0.34 | 0.34 | 0.34 | 0.34 | 0.34 | 0.34 | 0.34 | 0.34 | 0.34 | 0.34 | 0.34 | 0.34 | 0.34 | 0.34 | 0.34 | 0.34 | 0.34 | 0.34 | 0.34 | 0.34 | 0.34 | 0.34 | 0.34 | 0.34 | 0.34
52dA | Demand side drought measures | DROUGHT1 | Drought - water use restrictions | Customer Options | N | Ofwat Core | NWLKLD | Ml/d | 2 |  |  | 24 | 24 | 24 | 24 | 24 | 24 | 24 | 24 | 24 | 24 | 24 | 24 | 24 | 24 | 24 | 24 | 24 | 24 | 24 | 24 | 24 | 24 | 24 | 24 | 24 | 24 | 24 | 24 | 24 | 24 | 24 | 24 | 24 | 24 | 24 | 24 | 24 | 24 | 24 | 24 | 24 | 24 | 24 | 24 | 24 | 24 | 24 | 24 | 24 | 24 | 24 | 24 | 24 | 24 | 24 | 24 | 24 | 24 | 24 | 24 | 24 | 24 | 24 | 24
52aA | Raw water transfer to Yorkshire Water | YW_Transfer | External raw water bulk supply/transfer | Resource Options | N | Preferred (most likely) | NWLKLD | Ml/d | 2 |  |  | 0 | 0 | 0 | 0 | 0 | 0 | 0 | 0 | 0 | 0 | 0 | 0 | 0 | 0 | 0 | 0 | 0 | 0 | 0 | -140 | -140 | -140 | -140 | -140 | -140 | -140 | -140 | -140 | -140 | -140 | -140 | -140 | -140 | -140 | -140 | -140 | -140 | -140 | -140 | -140 | -140 | -140 | -140 | -140 | -140 | -140 | -140 | -140 | -140 | -140 | -140 | -140 | -140 | -140 | -140 | -140 | -140 | -140 | -140 | -140 | -140 | -140 | -140 | -140
ERRORA
ERRORA
ERRORA
ERRORA
ERRORA
ERRORA
ERRORA
ERRORA
ERRORA
ERRORA
ERRORA
ERRORA
ERRORA
ERRORA
ERRORA
ERRORA
ERRORA
ERRORA
ERRORA
ERRORA
ERRORA
ERRORA
ERRORA
ERRORA
ERRORA
ERRORA
ERRORA
ERRORA
ERRORA
Note on C68: Author: Non-potable option to benefit YW

## 5a-5c. Cost Profiles
Cost Profile WRMP24 Table
Water Company | Northumbrian Water | Version |  |  | Back to title page
Table 5a: WC Level - Option Level Cost Profile Table
Table Instruction | Option ID | Option Name | Cost Metric (£m) | Cost Sub-metric (£m) | Asset Life: Estimated average number of years an asset is considered useable before its value is fully depreciated. | Total/Fixed/Variable | 2019-20 | 2020-21 | 2021-22 | 2022-23 | 2023-24 | 2024-25 | 2025-26 | 2026-27 | 2027-28 | 2028-29 | 2029-30 | 2030-31 | 2031-32 | 2032-33 | 2033-34 | 2034-35 | 2035-36 | 2036-37 | 2037-38 | 2038-39 | 2039-40 | 2040-41 | 2041-42 | 2042-43 | 2043-44 | 2044-45 | 2045-46 | 2046-47 | 2047-48 | 2048-49 | 2049-50 | 2050-51 | 2051-52 | 2052-53 | 2053-54 | 2054-55 | 2055-56 | 2056-57 | 2057-58 | 2058-59 | 2059-60 | 2060-61 | 2061-62 | 2062-63 | 2063-64 | 2064-65 | 2065-66 | 2066-67 | 2067-68 | 2068-69 | 2069-70 | 2070-71 | 2071-72 | 2072-73 | 2073-74 | 2074-75 | 2075-76 | 2076-77 | 2077-78 | 2078-79 | 2079-80 | 2080-81 | 2081-82 | 2082-83 | 2083-84 | 2084-85 | 2085-86 | 2086-87 | 2087-88 | 2088-89 | 2089-90 | 2090-91 | 2091-92 | 2092-93 | 2093-94 | 2094-95 | 2095-96 | 2096-97 | 2097-98 | 2098-99 | 2099-100 | 2100-01 | 2101-02 | 2102-03 | 2103-04 | 2104-05
Complete for all options (Feasible and preferred) |  |  | Capex |  |  | Total
|  |  | Opex |  |  | Total
|  |  | Financing Cost |  |  | Total
|  |  | Discount Rate |  |  | Total
|  |  | Discount Factor |  |  | Total
|  |  | Capex | Costed Risk |  | Fixed
|  |  | Capex | Optimism Bias |  | Fixed
|  |  | Net Present Cost (NPC) |  |  | Total
|  |  | Total NPC |  |  | Total | bar: 2019-20 to 2023-24
Table 5b: WC Level - Option Level Unit Cost Profile Table
Table Instruction | Option ID | Option Name | Cost Metric (£m) | Cost Sub-metric (£m) | Asset Life: Estimated average number of years an asset is considered useable before its value is fully depreciated. |  | 2019-20 | 2020-21 | 2021-22 | 2022-23 | 2023-24 | 2024-25 | 2025-26 | 2026-27 | 2027-28 | 2028-29 | 2029-30 | 2030-31 | 2031-32 | 2032-33 | 2033-34 | 2034-35 | 2035-36 | 2036-37 | 2037-38 | 2038-39 | 2039-40 | 2040-41 | 2041-42 | 2042-43 | 2043-44 | 2044-45 | 2045-46 | 2046-47 | 2047-48 | 2048-49 | 2049-50 | 2050-51 | 2051-52 | 2052-53 | 2053-54 | 2054-55 | 2055-56 | 2056-57 | 2057-58 | 2058-59 | 2059-60 | 2060-61 | 2061-62 | 2062-63 | 2063-64 | 2064-65 | 2065-66 | 2066-67 | 2067-68 | 2068-69 | 2069-70 | 2070-71 | 2071-72 | 2072-73 | 2073-74 | 2074-75 | 2075-76 | 2076-77 | 2077-78 | 2078-79 | 2079-80 | 2080-81 | 2081-82 | 2082-83 | 2083-84 | 2084-85 | 2085-86 | 2086-87 | 2087-88 | 2088-89 | 2089-90 | 2090-91 | 2091-92 | 2092-93 | 2093-94 | 2094-95 | 2095-96 | 2096-97 | 2097-98 | 2098-99 | 2099-100 | 2100-01 | 2101-02 | 2102-03 | 2103-04 | 2104-05
Complete for all options >£100m (Feasible and preferred) |  |  | Opex | Cost |  | Fixed
|  |  | Opex | Cost |  | Variable
|  |  | Capex | Land (Non depreciating) |  | Fixed
|  |  | Capex | Planning and Development (Non depreciating) |  | Fixed
|  |  | Capex | Other Non-Depreciating Assets (Non depreciating) |  | Fixed
|  |  | Capex | Process-Related Carbon Media Including GAC |  | Fixed
|  |  | Capex | Vehicles |  | Fixed
|  |  | Capex | Computers and Data Logging |  | Fixed
|  |  | Capex | Fencing |  | Fixed
|  |  | Capex | Domestic Meters |  | Fixed
|  |  | Capex | Building Services |  | Fixed
|  |  | Capex | Membranes |  | Fixed
|  |  | Capex | ICA (Instrumentation, Control & Automation) |  | Fixed
|  |  | Capex | Plant and Machinery |  | Fixed
|  |  | Capex | M&E (Mechanical and Electrical) Works on Pumping Stations and Treatment Works |  | Fixed
|  |  | Capex | Raw Water and District Meters |  | Fixed
|  |  | Capex | Power Supply |  | Fixed
|  |  | Capex | Steel/Timber/GRP Structures |  | Fixed
|  |  | Capex | Landscaping/Environmental Works |  | Fixed
|  |  | Capex | Borehole Screening and Casing |  | Fixed
|  |  | Capex | Bridges |  | Fixed
|  |  | Capex | Brick/Concrete Office Structures |  | Fixed
|  |  | Capex | Treatment and Pumping Station Civils (incl. Intakes) |  | Fixed
|  |  | Capex | Roads and Car Parks |  | Fixed
|  |  | Capex | Water Towers |  | Fixed
|  |  | Capex | Borehole Installation |  | Fixed
|  |  | Capex | Headworks/Valves |  | Fixed
|  |  | Capex | Underwater Assets |  | Fixed
|  |  | Capex | Reinforced Concrete Tanks / Service Reservoirs |  | Fixed
|  |  | Capex | Weirs |  | Fixed
|  |  | Capex | Pipelines |  | Fixed
|  |  | Capex | Tunnels |  | Fixed
|  |  | Capex | Aqueducts |  | Fixed
|  |  | Capex | Embankment Works |  | Fixed
Freeform row 1
Freeform row 2
Freeform row x
Water Company | Northumbrian Water | Version
Table 5c: Financing Cost - Worked Example
Inputs
[A] | Discount Rate | 3.5%
[B] | WACC | 2.92%
[C] | Asset Life | 5
[D] | Year 1 capex | 1000
[E] | Depreciation Factor | 0.2
|  |  | 1 | 2 | 3 | 4 | 2019-20: 5
|  |  | Year 1 | Year 2 | Year 3 | Year 4 | 2019-20: Year 5; 2021-22: Calculation
[F] | Discount Factor |  | 0.96618 | 0.93351 | 0.90194 | 0.87144 | 2019-20: 0.84197; 2021-22: 1 / [(1 + [A]) ^ t ]
Worked Example | bar: 2019-20
|  | Unit | Year 1 | Year 2 | Year 3 | Year 4 | 2019-20: Year 5
[G] | RCV at start of year | £000s | 1000 | 800 | 600 | 400 | 2019-20: 200; 2021-22: =[I]t-1 for t > 1
[H] | Depreciation | £000s | 200 | 200 | 200 | 200 | 2019-20: 200; 2021-22: [G] x [E]
[I] | RCV at end of year | £000s | 800 | 600 | 400 | 200 | 2019-20: 0; 2021-22: [G]-[H]
[J] | Mid-year RCV | £000s | 900 | 700 | 500 | 300 | 2019-20: 100; 2021-22: AVERAGE [G],[I]
[K] | Financing Cost | £000s | 226.28 | 220.44 | 214.6 | 208.76 | 2019-20: 202.92; 2021-22: ( [J] x [B]) + [H]
[L] | Discounted Financing Cost | £000s | 218.628 | 205.7831 | 193.5569 | 181.9223 | 2019-20: 170.8532; 2021-22: [K] x [F]
[M] | NPV Financing Cost | £000s | 970.7435 |  |  |  | 2021-22: ∑ [L]
To calculate financing costs as a stream of annual costs over the life of the option, follow an approach based on the Regulated Capital Value and Net Book Value (NBV) of capital assets. In this approach, the full NBV of an asset is added to the RCV at the start of the first year of the period, and is reduced incrementally by a constant amount in each subsequent year to zero as its value depreciates, giving an annual "net capital value". If the asset is renewed at the end of its useful life, the full NBV is incurred again and the depreciation cycle renews. Annual financing costs are calculated by applying the WACC to the annual net capital value amount (the RCV adjusted for depreciation), and adding back depreciation. These annual financing costs are then discounted using the standard declining long-term discount rate (STPR) reported in the HM Treasury Green Book. The worked example shows the calculation for an asset with an NBV of £1,000 and an asset life of five years, depreciating at a constant rate of £200,000 per year. In Year 1, the average net capital value is £900,000 after adjusting for depreciation. The financing cost is calculated by applying the WACC (2.92% in this example) to the £900,000 and then adding back depreciation, resulting in a total of £226,000. That financing cost is then discounted using the discount rate (in this case, 3.5% for all five years - the rate will change for longer time horizons as per Green Book guidance), and the sum of the stream of discounted costs results in a total NPV of financing costs of £971,000. Note that the NPV will be lower when the discount rate is greater than the WACC.

## 6. Drought Plan Links
NWLBWF | NWLKLD
Water Company | Northumbrian Water | Version
WRZ | NWLBWF | 6
Table 6: WRZ Level - Drought Plan Links | Back to top of sheet | [6 empty] | Deployable Output Benefit (Ml/d) under Drought Severity of ~ 1 in 500 (0.2% chance in any given year) | [6 empty] | Deployable Output Benefit (Ml/d) under Drought Severity of 1 in 200 (0.5% chance in any given year) | [6 empty] | Deployable Output Benefit (Ml/d) under Worst Historic Drought Scenario (define year and return period) | [6 empty] | Deployable Output Benefit (Ml/d) under Additional drought scenario - optional [please define]
Row Ref | Drought Measure | Description | Type | Drought Plan Reference(s) | Included in FP scenario? Y or N | Unit | Decimal places | Base year | 2024-25 | 2029-30 | 2034-35 | 2039-40 | 2044-45 | 2049-50 | Base Year | 2024-25 | 2029-30 | 2034-35 | 2039-40 | 2044-45 | 2049-50 | Base Year | 2024-25 | 2029-30 | 2034-35 | 2039-40 | 2044-45 | 2049-50 | Baseline | 2024-25 | 2029-30 | 2034-35 | 2039-40 | 2044-45 | 2049-50
1FPD | Appeals for restraint | 7% savings when an appeal for restraint is implemented | Demand Side | page x, para y | Y | Ml/d | 2 | 0.17 | 0.17 | 0.17 | 0.17 | 0.17 | 0.17 | 0.17
2FPD | Licensed drought only sources | List the names of all drought sources / sites | Supply Side | page x, para y |  | Ml/d | 2
3FPD | Other level 1 drought measures | Please detail other level 1 drought measures |  | page x, para y |  |  | 2
4FPD | Temporary Use Bans | 5% demand savings when a Temporary Use Ban is implemented | Demand Side | page x, para y | Y | Ml/d | 2 | 0.12 | 0.12 | 0.12 | 0.12 | 0.12 | 0.12 | 0.12
5FPD | Level 2 Drought Permits/Orders | List the names of all drought sources / sites brought online when the level 2 control curve is crossed | Supply Side | page x, para y |  | Ml/d | 2
6FPD | Other level 2 drought measures | Please detail other level 2 drought measures |  | page x, para y |  |  | 2
7FPD | Non Essential Use Bans | 2% demand savings when a Non-Essential Use Ban is implemented | Demand Side | page x, para y | Y | Ml/d | 2 | 0.05 | 0.05 | 0.05 | 0.05 | 0.05 | 0.05 | 0.05
8FPD | Level 3 Drought Permits/Orders | List the names of all drought sources / sites brought online when the level 3 control curve is crossed | Supply Side | page x, para y |  | Ml/d | 2
9FPD | Other level 3 drought measures | Please detail other level 3 drought measures |  | page x, para y |  |  | 2
10FPD | TOTAL BENEFIT | Combined benefit from above drought measures for the drought scenario |  |  |  | Ml/d | 2 | 0.34 | 0.34 | 0.34 | 0.34 | 0.34 | 0.34 | 0.34 | 0 | 0 | 0 | 0 | 0 | 0 | 0 | 0 | 0 | 0 | 0 | 0 | 0 | 0 | 0 | 0 | 0 | 0 | 0 | 0 | 0
Row Ref | Component | Derivation |  |  |  | Unit | Decimal places | Base Year | 2024-25 | 2029-30 | 2034-35 | 2039-40 | 2044-45 | 2049-50 | Base Year | 2024-25 | 2029-30 | 2034-35 | 2039-40 | 2044-45 | 2049-50 | Base Year | 2024-25 | 2029-30 | 2034-35 | 2039-40 | 2044-45 | 2049-50 | Base Year | 2024-25 | 2029-30 | 2034-35 | 2039-40 | 2044-45 | 2049-50
11.1FPD | Distribution Input Adjustment | Drought Demand Enhancement - for specific drought event (where applicable) |  |  |  | Ml/d | 2 |  | 0 | 0 | 0 | 0 | 0 | 0 |  | 0 | 0 | 0 | 0 | 0 | 0 |  | 0 | 0 | 0 | 0 | 0 | 0 |  | 0 | 0 | 0 | 0 | 0 | 0
11FPD | Distribution Input | 45FP + 11.1FPD |  |  |  | Ml/d | 2 |  | 7.2712 | 7.0802 | 6.8339 | 6.5849 | 6.31 | 6.1362 |  | 0 | 0 | 0 | 0 | 0 | 0 |  | 0 | 0 | 0 | 0 | 0 | 0 |  | 0 | 0 | 0 | 0 | 0 | 0
12FPD | Water Available For Use (own sources) | 10FP - 7.5FP + 10FPD |  |  |  | Ml/d | 2 |  | 10.1856 | 9.2069 | 9.204 | 9.2007 | 9.1993 | 9.1983 |  | 0 | 0 | 0 | 0 | 0 | 0 |  | 0 | 0 | 0 | 0 | 0 | 0 |  | 0 | 0 | 0 | 0 | 0 | 0
13.1FPD | Import (+ve) and Export (-ve) Drought Adjustment | Drought Import/Export Adjustment for specific drought event (where applicable) |  |  |  | Ml/d | 2 |  | 0 | 0 | 0 | 0 | 0 | 0 |  | 0 | 0 | 0 | 0 | 0 | 0 |  | 0 | 0 | 0 | 0 | 0 | 0 |  | 0 | 0 | 0 | 0 | 0 | 0
13FPD | Total Water Available For Use | 12FPD + sum(2FP:5FP) + 13.1FPD |  |  |  | Ml/d | 2 |  | 10.1856 | 9.2069 | 9.204 | 9.2007 | 9.1993 | 9.1983 |  | 0 | 0 | 0 | 0 | 0 | 0 |  | 0 | 0 | 0 | 0 | 0 | 0 |  | 0 | 0 | 0 | 0 | 0 | 0
16FPD | Target Headroom | 48FP |  |  |  | Ml/d | 2 |  | 0.56721 | 0.57297 | 0.50775 | 0.49725 | 0.46411 | 0.45576 |  | 0 | 0 | 0 | 0 | 0 | 0 |  | 0 | 0 | 0 | 0 | 0 | 0 |  | 0 | 0 | 0 | 0 | 0 | 0
16.1FPD | Target Headroom Adjustment | Target headroom adjustment for specific drought event (where applicable) |  |  |  | Ml/d | 2 | [8 empty] | 0 | 0 | 0 | 0 | 0 | 0 |  | 0 | 0 | 0 | 0 | 0 | 0 |  | 0 | 0 | 0 | 0 | 0 | 0
17FPD | Available Headroom | 13FPD - 11FPD |  |  |  | Ml/d | 2 |  | 2.9144 | 2.1267 | 2.37 | 2.6158 | 2.8893 | 3.0621 |  | 0 | 0 | 0 | 0 | 0 | 0 |  | 0 | 0 | 0 | 0 | 0 | 0 |  | 0 | 0 | 0 | 0 | 0 | 0
18FPD | Supply Demand Balance | 17FPD - (16FPD + 16.1FPD) |  |  |  | Ml/d | 2 |  | 2.3472 | 1.5537 | 1.8623 | 2.1185 | 2.4252 | 2.6064 |  | 0 | 0 | 0 | 0 | 0 | 0 |  | 0 | 0 | 0 | 0 | 0 | 0 |  | 0 | 0 | 0 | 0 | 0 | 0
Water Company | Northumbrian Water | Version
WRZ | NWLKLD | 6
Table 6: WRZ Level - Drought Plan Links | Back to top of sheet | [6 empty] | Deployable Output Benefit (Ml/d) under Drought Severity of ~ 1 in 500 (0.2% chance in any given year) | [6 empty] | Deployable Output Benefit (Ml/d) under Drought Severity of 1 in 200 (0.5% chance in any given year) | [6 empty] | Deployable Output Benefit (Ml/d) under Worst Historic Drought Scenario (define year and return period) | [6 empty] | Deployable Output Benefit (Ml/d) under Additional drought scenario - optional [please define]
Row Ref | Drought Measure | Description | Type | Drought Plan Reference(s) | Included in FP scenario? Y or N | Unit | Decimal places | Base year | 2024-25 | 2029-30 | 2034-35 | 2039-40 | 2044-45 | 2049-50 | Base Year | 2024-25 | 2029-30 | 2034-35 | 2039-40 | 2044-45 | 2049-50 | Base Year | 2024-25 | 2029-30 | 2034-35 | 2039-40 | 2044-45 | 2049-50 | Baseline | 2024-25 | 2029-30 | 2034-35 | 2039-40 | 2044-45 | 2049-50
1FPD | Appeals for restraint | 7% savings when an appeal for restraint is implemented | Demand Side | page x, para y | Y | Ml/d | 2 | 12 | 12 | 12 | 12 | 12 | 12 | 12 | 10.5 | 10.5 | 10.5 | 10.5 | 10.5 | 10.5 | 10.5
2FPD | Licensed drought only sources | List the names of all drought sources / sites | Supply Side | page x, para y |  | Ml/d | 2
3FPD | Other level 1 drought measures | Please detail other level 1 drought measures |  | page x, para y |  |  | 2
4FPD | Temporary Use Bans | 5% demand savings when a Temporary Use Ban is implemented | Demand Side | page x, para y | Y | Ml/d | 2 | 8.57 | 8.57 | 8.57 | 8.57 | 8.57 | 8.57 | 8.57 | 7.5 | 7.5 | 7.5 | 7.5 | 7.5 | 7.5 | 7.5
5FPD | Level 2 Drought Permits/Orders | List the names of all drought sources / sites brought online when the level 2 control curve is crossed | Supply Side | page x, para y |  | Ml/d | 2
6FPD | Other level 2 drought measures | Please detail other level 2 drought measures |  | page x, para y |  |  | 2
7FPD | Non Essential Use Bans | 2% demand savings when a Non-Essential Use Ban is implemented | Demand Side | page x, para y | Y | Ml/d | 2 | 3.43 | 3.43 | 3.43 | 3.43 | 3.43 | 3.43 | 3.43 | 3 | 3 | 3 | 3 | 3 | 3 | 3
8FPD | Level 3 Drought Permits/Orders | List the names of all drought sources / sites brought online when the level 3 control curve is crossed | Supply Side | page x, para y |  | Ml/d | 2
9FPD | Other level 3 drought measures | Please detail other level 3 drought measures |  | page x, para y |  |  | 2
10FPD | TOTAL BENEFIT | Combined benefit from above drought measures for the drought scenario |  |  |  | Ml/d | 2 | 24 | 24 | 24 | 24 | 24 | 24 | 24 | 21 | 21 | 21 | 21 | 21 | 21 | 21 | 0 | 0 | 0 | 0 | 0 | 0 | 0 | 0 | 0 | 0 | 0 | 0 | 0 | 0
Row Ref | Component | Derivation |  |  |  | Unit | Decimal places | Base Year | 2024-25 | 2029-30 | 2034-35 | 2039-40 | 2044-45 | 2049-50 | Base Year | 2024-25 | 2029-30 | 2034-35 | 2039-40 | 2044-45 | 2049-50 | Base Year | 2024-25 | 2029-30 | 2034-35 | 2039-40 | 2044-45 | 2049-50 | Base Year | 2024-25 | 2029-30 | 2034-35 | 2039-40 | 2044-45 | 2049-50
11.1FPD | Distribution Input Adjustment | Drought Demand Enhancement - for specific drought event (where applicable) |  |  |  | Ml/d | 2 |  | 0 | 0 | 0 | 0 | 0 | 0 |  | 0 | 0 | 0 | 0 | 0 | 0 |  | 0 | 0 | 0 | 0 | 0 | 0 |  | 0 | 0 | 0 | 0 | 0 | 0
11FPD | Distribution Input | 45FP + 11.1FPD |  |  |  | Ml/d | 2 |  | 689.1291 | 689.0904 | 652.5794 | 621.0057 | 595.0934 | 581.4004 |  | 0 | 0 | 0 | 0 | 0 | 0 |  | 0 | 0 | 0 | 0 | 0 | 0 |  | 0 | 0 | 0 | 0 | 0 | 0
12FPD | Water Available For Use (own sources) | 10FP - 7.5FP + 10FPD |  |  |  | Ml/d | 2 |  | 750.4169 | 738.1275 | 734.7575 | 731.3147 | 727.8053 | 724.2346 |  | 0 | 0 | 0 | 0 | 0 | 0 |  | 0 | 0 | 0 | 0 | 0 | 0 |  | 0 | 0 | 0 | 0 | 0 | 0
13.1FPD | Import (+ve) and Export (-ve) Drought Adjustment | Drought Import/Export Adjustment for specific drought event (where applicable) |  |  |  | Ml/d | 2 |  | 0 | 0 | 0 | 0 | 0 | 0 |  | 0 | 0 | 0 | 0 | 0 | 0 |  | 0 | 0 | 0 | 0 | 0 | 0 |  | 0 | 0 | 0 | 0 | 0 | 0
13FPD | Total Water Available For Use | 12FPD + sum(2FP:5FP) + 13.1FPD |  |  |  | Ml/d | 2 |  | 746.0852 | 733.7958 | 730.4258 | 726.9829 | 723.4736 | 719.9028 |  | 0 | 0 | 0 | 0 | 0 | 0 |  | 0 | 0 | 0 | 0 | 0 | 0 |  | 0 | 0 | 0 | 0 | 0 | 0
16FPD | Target Headroom | 48FP |  |  |  | Ml/d | 2 |  | 7.8296 | 5.7293 | 2.7752 | 0.97396 | 0.49242 | 0.12883 |  | 0 | 0 | 0 | 0 | 0 | 0 |  | 0 | 0 | 0 | 0 | 0 | 0 |  | 0 | 0 | 0 | 0 | 0 | 0
16.1FPD | Target Headroom Adjustment | Target headroom adjustment for specific drought event (where applicable) |  |  |  | Ml/d | 2 | [8 empty] | 0 | 0 | 0 | 0 | 0 | 0 |  | 0 | 0 | 0 | 0 | 0 | 0 |  | 0 | 0 | 0 | 0 | 0 | 0
17FPD | Available Headroom | 13FPD - 11FPD |  |  |  | Ml/d | 2 |  | 56.9561 | 44.7053 | 77.8464 | 105.9772 | 128.3801 | 138.5024 |  | 0 | 0 | 0 | 0 | 0 | 0 |  | 0 | 0 | 0 | 0 | 0 | 0 |  | 0 | 0 | 0 | 0 | 0 | 0
18FPD | Supply Demand Balance | 17FPD - (16FPD + 16.1FPD) |  |  |  | Ml/d | 2 |  | 49.1265 | 38.976 | 75.0712 | 105.0033 | 127.8877 | 138.3736 |  | 0 | 0 | 0 | 0 | 0 | 0 |  | 0 | 0 | 0 | 0 | 0 | 0 |  | 0 | 0 | 0 | 0 | 0 | 0

## 7. Adaptive Programmes
Water Company | Northumbrian Water | Programme: | Preferred (most likely) | WRZ(s) impacted | List IDs | Planning Scenario | DYAA - 1 in 500 |  | Back to title page
Description of key triggers for alternative programme activation | Detail which component(s) changed in your baseline alternative plan and specifically when would the alternative programme be triggered
Monitoring and triggering of alternative programme | Specify what you will monitor, at what frequency, to assess whether the alternative programme is required. | [10 empty] | Insert figure to represent your adaptive programmes here if applicable
Option differences to preferred (most likely) programme | Additional options selected: State option IDs Preferred options removed: State Option IDs This should be aligned to options flagged in your alternative programme in tables 4 and 5.
NPV cost associated with programme (£000) | 1003679.1665 | Likelihood |  | Earliest expected trigger year |  | Version | 6
Table 7a: WC level - Alternative Programme Preferred (most likely) Baseline SDB | [10 empty] | 5 Year totals
WRMP24 Reference | BL SDB Component | Unit |  | Decimal places | 2024/25 | 2025/26 | 2026/27 | 2027/28 | 2028/29 | 2029/30 | 2034/35 | 2039/40 | 2044/45 | 2049/50 | 2054/55 | 2059/60 | 2064/65 | 2069/70 | 2074/75 | 2079/80 | 2084/85 | 2089/90 | 2094/95 | 2099/100
AP1BL | Distribution Input | Ml/d |  | 2 | 696.4003 | 705.2612 | 720.7557 | 724.1158 | 730.2007 | 739.064 | 3705.7266 | 3718.9471 | 3724.2964 | 3731.8074 | 3717.1552 | 3715.981 | 3721.6163 | 3730.5504 | 3740.829 | 3751.3868 | 3763.4765
AP2BL | Total Water Available For Use | Ml/d |  | 2 | 712.8958 | 711.56 | 710.2172 | 708.8676 | 698.5113 | 697.1484 | 3465.0776 | 3430.0924 | 3394.4159 | 3358.103 | 3321.1998 | 3283.7457 | 3245.7746 | 3207.3159 | 3168.3959 | 3129.0375 | 3089.2616
AP3BL | Target Headroom | Ml/d |  | 2 | 8.3968 | 8.7541 | 8.1999 | 7.5122 | 6.8358 | 6.3023 | 22.0548 | 10.5595 | 5.2308 | 3.7501 | 3.5256 | 3.5256 | 3.5256 | 3.5256 | 3.5256 | 3.5256 | 3.5256
AP5BL | Supply Demand Balance | Ml/d |  | 2 | 8.0987 | -2.4612 | -18.7444 | -22.7664 | -38.5312 | -48.2239 | -262.7038 | -299.4142 | -335.1114 | -377.4546 | -399.4809 | -435.7608 | -479.3673 | -526.7601 | -575.9587 | -625.8748 | -677.7404
Table 7b: WC level - Alternative Programme Preferred (most likely) Final Plan SDB |  |  |  |  | 5 Year totals 2034/35: 5 Year totals
WRMP24 Reference | FP SDB Component | Unit |  | Decimal places | 2024/25 | 2025/26 | 2026/27 | 2027/28 | 2028/29 | 2029/30 | 2034/35 | 2039/40 | 2044/45 | 2049/50 | 2054/55 | 2059/60 | 2064/65 | 2069/70 | 2074/75 | 2079/80 | 2084/85 | 2089/90 | 2094/95 | 2099/100
AP1FP | Distribution Input | Ml/d |  | 2 | 696.4003 | 698.8744 | 701.0297 | 696.6197 | 694.9629 | 696.1317 | 3372.4175 | 3197.3989 | 3050.1501 | 2965.2172 | 2925.8974 | 2926.404 | 2933.8278 | 2945.8038 | 2958.9657 | 2971.7118 | 2985.852
AP2FP | Total Water Available For Use | Ml/d |  | 2 | 737.2358 | 735.9 | 734.5572 | 733.2076 | 722.8513 | 721.4884 | 3586.7776 | 3551.7924 | 3516.1159 | 3479.803 | 3442.8998 | 3405.4457 | 3367.4746 | 3329.0159 | 3290.0959 | 3250.7375 | 3210.9616
AP3FP | Target Headroom | Ml/d |  | 2 | 8.3968 | 8.7541 | 8.1999 | 7.5122 | 6.8358 | 6.3023 | 22.0548 | 10.5595 | 5.2308 | 3.7501 | 3.5256 | 3.5256 | 3.5256 | 3.5256 | 3.5256 | 3.5256 | 3.5256
AP4FP | Supply Demand Balance | Ml/d |  | 2 | 32.4387 | 28.2589 | 25.3085 | 29.05 | 21.0203 | 19.0154 | 192.3053 | 343.834 | 460.735 | 510.8356 | 513.4769 | 475.5161 | 430.1212 | 379.6866 | 327.6046 | 275.5002 | 221.584
Table 7c: WC level - Alternative Programme Preferred (most likely) Totex |  |  |  |  | 5 Year totals 2034/35: 5 Year totals
WRMP24 Reference | Expenditure element | Expenditure type | Unit | Decimal places | 2024/25 | 2025/26 | 2026/27 | 2027/28 | 2028/29 | 2029/30 | 2034/35 | 2039/40 | 2044/45 | 2049/50 | 2054/55 | 2059/60 | 2064/65 | 2069/70 | 2074/75 | 2079/80 | 2084/85 | 2089/90 | 2094/95 | 2099/100
AP6FP | Totex increases (base) | Totex | 000's | 3 |  | 12.3588 | 13.1744 | 13.4544 | 13.7858 | 14.0776 | 78.3156 | 46.7533 | 55.4592 | 313.899 | 49.0551 | 49.0551 | 49.0551 | 49.0551 | 49.0551 | 49.0551 | 49.0551
AP7FP | Totex savings (base) | Totex | 000's | 3
AP8FP | Totex total (base) | Totex | 000's | 3 |  | 12.3588 | 13.1744 | 13.4544 | 13.7858 | 14.0776 | 78.3156 | 46.7533 | 55.4592 | 313.899 | 49.0551 | 49.0551 | 49.0551 | 49.0551 | 49.0551 | 49.0551 | 49.0551
Table 7d: WC level - Alternative Programme Preferred (most likely) Enhancement Expenditure |  |  |  |  | 5 Year totals 2034/35: 5 Year totals
WRMP24 Reference | Expenditure element | Expenditure type | Unit | Decimal places | 2024/25 | 2025/26 | 2026/27 | 2027/28 | 2028/29 | 2029/30 | 2034/35 | 2039/40 | 2044/45 | 2049/50 | 2054/55 | 2059/60 | 2064/65 | 2069/70 | 2074/75 | 2079/80 | 2084/85 | 2089/90 | 2094/95 | 2099/100
AP9FP | Total enhancement expenditure | Capex | 000's | 3 |  | 6.487 | 6.545 | 6.545 | 6.5449 | 6.5452 | 32.37 | 11.05 | 15.977 | 274.4576 | 16.085 | 16.085 | 16.085 | 16.085 | 16.085 | 16.085 | 16.085
AP10FP | Total enhancement expenditure | Opex | 000's | 3 |  | 4.9418 | 5.1094 | 5.1094 | 5.1209 | 5.1225 | 33.4956 | 35.7033 | 39.4822 | 39.4414 | 32.9701 | 32.9701 | 32.9701 | 32.9701 | 32.9701 | 32.9701 | 32.9701
AP11FP | Total enhancement expenditure | Totex | 000's | 3 |  | 11.4288 | 11.6544 | 11.6544 | 11.6658 | 11.6676 | 65.8656 | 46.7533 | 55.4592 | 313.899 | 49.0551 | 49.0551 | 49.0551 | 49.0551 | 49.0551 | 49.0551 | 49.0551
Water Company | Northumbrian Water | Programme: | Least Cost | WRZ(s) impacted | 2024/25: List IDs; 2025/26: Planning Scenario; 2026/27: DYAA - 1 in 500
Description of key triggers for alternative programme activation | Detail which component(s) changed in your baseline alternative plan and specifically when would the alternative programme be triggered
Monitoring and triggering of alternative programme | Specify what you will monitor, at what frequency, to assess whether the alternative programme is required.
Option differences to preferred (most likely) programme | Additional options selected: State option IDs Preferred options removed: State Option IDs This should be aligned to options flagged in your alternative programme in tables 4 and 5.
NPV cost associated with programme (£000) | 1003679.1665 | Likelihood |  | Earliest expected trigger year | 2025/26: Version; 2026/27: 6
Table 7a: WC level - Alternative Programme Least Cost Baseline SDB |  |  |  |  | 5 Year totals 2034/35: 5 Year totals
WRMP24 Reference | BL SDB Component | Unit |  | Decimal places | 2024/25 | 2025/26 | 2026/27 | 2027/28 | 2028/29 | 2029/30 | 2034/35 | 2039/40 | 2044/45 | 2049/50 | 2054/55 | 2059/60 | 2064/65 | 2069/70 | 2074/75 | 2079/80 | 2084/85 | 2089/90 | 2094/95 | 2099/100
AP1BL | Distribution Input | Ml/d |  | 2 | 696.4003 | 705.2612 | 720.7557 | 724.1158 | 730.2007 | 739.064 | 3705.7266 | 3718.9471 | 3724.2964 | 3731.8074 | 3717.1552 | 3715.981 | 3721.6163 | 3730.5504 | 3740.829 | 3751.3868 | 3763.4765
AP2BL | Total Water Available For Use | Ml/d |  | 2 | 712.8958 | 711.56 | 710.2172 | 708.8676 | 698.5113 | 697.1484 | 3465.0776 | 3430.0924 | 3394.4159 | 3358.103 | 3321.1998 | 3283.7457 | 3245.7746 | 3207.3159 | 3168.3959 | 3129.0375 | 3089.2616
AP3BL | Target Headroom | Ml/d |  | 2 | 8.3968 | 8.7541 | 8.1999 | 7.5122 | 6.8358 | 6.3023 | 22.0548 | 10.5595 | 5.2308 | 3.7501 | 3.5256 | 3.5256 | 3.5256 | 3.5256 | 3.5256 | 3.5256 | 3.5256
AP5BL | Supply Demand Balance | Ml/d |  | 2 | 8.0987 | -2.4612 | -18.7444 | -22.7664 | -38.5312 | -48.2239 | -262.7038 | -299.4142 | -335.1114 | -377.4546 | -399.4809 | -435.7608 | -479.3673 | -526.7601 | -575.9587 | -625.8748 | -677.7404
Table 7b: WC level - Alternative Programme Least Cost Final Plan SDB |  |  |  |  | 5 Year totals 2034/35: 5 Year totals
WRMP24 Reference | FP SDB Component | Unit |  | Decimal places | 2024/25 | 2025/26 | 2026/27 | 2027/28 | 2028/29 | 2029/30 | 2034/35 | 2039/40 | 2044/45 | 2049/50 | 2054/55 | 2059/60 | 2064/65 | 2069/70 | 2074/75 | 2079/80 | 2084/85 | 2089/90 | 2094/95 | 2099/100
AP1FP | Distribution Input | Ml/d |  | 2 | 696.4003 | 698.8744 | 701.0297 | 696.6197 | 694.9629 | 696.1317 | 3372.4175 | 3197.3989 | 3050.1501 | 2965.2172 | 2925.8974 | 2926.404 | 2933.8278 | 2945.8038 | 2958.9657 | 2971.7118 | 2985.852
AP2FP | Total Water Available For Use | Ml/d |  | 2 | 737.2358 | 735.9 | 734.5572 | 733.2076 | 722.8513 | 721.4884 | 3586.7776 | 3551.7924 | 3516.1159 | 3479.803 | 3442.8998 | 3405.4457 | 3367.4746 | 3329.0159 | 3290.0959 | 3250.7375 | 3210.9616
AP3FP | Target Headroom | Ml/d |  | 2 | 8.3968 | 8.7541 | 8.1999 | 7.5122 | 6.8358 | 6.3023 | 22.0548 | 10.5595 | 5.2308 | 3.7501 | 3.5256 | 3.5256 | 3.5256 | 3.5256 | 3.5256 | 3.5256 | 3.5256
AP4FP | Supply Demand Balance | Ml/d |  | 2 | 32.4387 | 28.2589 | 25.3085 | 29.05 | 21.0203 | 19.0154 | 192.3053 | 343.834 | 460.735 | 510.8356 | 513.4769 | 475.5161 | 430.1212 | 379.6866 | 327.6046 | 275.5002 | 221.584
Table 7c: WC level - Alternative Programme Least Cost Totex |  |  |  |  | 5 Year totals 2034/35: 5 Year totals
WRMP24 Reference | Expenditure element | Expenditure type | Unit | Decimal places | 2024/25 | 2025/26 | 2026/27 | 2027/28 | 2028/29 | 2029/30 | 2034/35 | 2039/40 | 2044/45 | 2049/50 | 2054/55 | 2059/60 | 2064/65 | 2069/70 | 2074/75 | 2079/80 | 2084/85 | 2089/90 | 2094/95 | 2099/100
AP6FP | Totex increases (base) | Totex | 000's | 3 |  | 12.3588 | 13.1744 | 13.4544 | 13.7858 | 14.0776 | 78.3156 | 46.7533 | 55.4592 | 313.899 | 49.0551 | 49.0551 | 49.0551 | 49.0551 | 49.0551 | 49.0551 | 49.0551
AP7FP | Totex savings (base) | Totex | 000's | 3
AP8FP | Totex total (base) | Totex | 000's | 3 |  | 12.3588 | 13.1744 | 13.4544 | 13.7858 | 14.0776 | 78.3156 | 46.7533 | 55.4592 | 313.899 | 49.0551 | 49.0551 | 49.0551 | 49.0551 | 49.0551 | 49.0551 | 49.0551
Table 7d: WC level - Alternative Programme Least Cost Enhancement Expenditure |  |  |  |  | 5 Year totals 2034/35: 5 Year totals
WRMP24 Reference | Expenditure element | Expenditure type | Unit | Decimal places | 2024/25 | 2025/26 | 2026/27 | 2027/28 | 2028/29 | 2029/30 | 2034/35 | 2039/40 | 2044/45 | 2049/50 | 2054/55 | 2059/60 | 2064/65 | 2069/70 | 2074/75 | 2079/80 | 2084/85 | 2089/90 | 2094/95 | 2099/100
AP9FP | Total enhancement expenditure | Capex | 000's | 3 |  | 6.487 | 6.545 | 6.545 | 6.5449 | 6.5452 | 32.37 | 11.05 | 15.977 | 274.4576 | 16.085 | 16.085 | 16.085 | 16.085 | 16.085 | 16.085 | 16.085
AP10FP | Total enhancement expenditure | Opex | 000's | 3 |  | 4.9418 | 5.1094 | 5.1094 | 5.1209 | 5.1225 | 33.4956 | 35.7033 | 39.4822 | 39.4414 | 32.9701 | 32.9701 | 32.9701 | 32.9701 | 32.9701 | 32.9701 | 32.9701
AP11FP | Total enhancement expenditure | Totex | 000's | 3 |  | 11.4288 | 11.6544 | 11.6544 | 11.6658 | 11.6676 | 65.8656 | 46.7533 | 55.4592 | 313.899 | 49.0551 | 49.0551 | 49.0551 | 49.0551 | 49.0551 | 49.0551 | 49.0551
Water Company | Northumbrian Water | Programme: | Ofwat Core | WRZ(s) impacted | 2024/25: List IDs; 2025/26: Planning Scenario; 2026/27: DYAA - 1 in 500
Description of key triggers for alternative programme activation | Detail which component(s) changed in your baseline alternative plan and specifically when would the alternative programme be triggered
Monitoring and triggering of alternative programme | Specify what you will monitor, at what frequency, to assess whether the alternative programme is required.
Option differences to preferred (most likely) programme | Additional options selected: State option IDs Preferred options removed: State Option IDs This should be aligned to options flagged in your alternative programme in tables 4 and 5.
NPV cost associated with programme (£000) | 1003679.1665 | Likelihood |  | Earliest expected trigger year | 2025/26: Version; 2026/27: 6
Table 7a: WC level - Alternative Programme Ofwat Core Baseline SDB |  |  |  |  | 5 Year totals 2034/35: 5 Year totals
WRMP24 Reference | BL SDB Component | Unit |  | Decimal places | 2024/25 | 2025/26 | 2026/27 | 2027/28 | 2028/29 | 2029/30 | 2034/35 | 2039/40 | 2044/45 | 2049/50 | 2054/55 | 2059/60 | 2064/65 | 2069/70 | 2074/75 | 2079/80 | 2084/85 | 2089/90 | 2094/95 | 2099/100
AP1BL | Distribution Input | Ml/d |  | 2 | 696.4003 | 705.2612 | 720.7557 | 724.1158 | 730.2007 | 739.064 | 3705.7266 | 3718.9471 | 3724.2964 | 3731.8074 | 3717.1552 | 3715.981 | 3721.6163 | 3730.5504 | 3740.829 | 3751.3868 | 3763.4765
AP2BL | Total Water Available For Use | Ml/d |  | 2 | 712.8958 | 711.56 | 710.2172 | 708.8676 | 698.5113 | 697.1484 | 3465.0776 | 3430.0924 | 3394.4159 | 3358.103 | 3321.1998 | 3283.7457 | 3245.7746 | 3207.3159 | 3168.3959 | 3129.0375 | 3089.2616
AP3BL | Target Headroom | Ml/d |  | 2 | 8.3968 | 8.7541 | 8.1999 | 7.5122 | 6.8358 | 6.3023 | 22.0548 | 10.5595 | 5.2308 | 3.7501 | 3.5256 | 3.5256 | 3.5256 | 3.5256 | 3.5256 | 3.5256 | 3.5256
AP5BL | Supply Demand Balance | Ml/d |  | 2 | 8.0987 | -2.4612 | -18.7444 | -22.7664 | -38.5312 | -48.2239 | -262.7038 | -299.4142 | -335.1114 | -377.4546 | -399.4809 | -435.7608 | -479.3673 | -526.7601 | -575.9587 | -625.8748 | -677.7404
Table 7b: WC level - Alternative Programme Ofwat Core Final Plan SDB |  |  |  |  | 5 Year totals 2034/35: 5 Year totals
WRMP24 Reference | FP SDB Component | Unit |  | Decimal places | 2024/25 | 2025/26 | 2026/27 | 2027/28 | 2028/29 | 2029/30 | 2034/35 | 2039/40 | 2044/45 | 2049/50 | 2054/55 | 2059/60 | 2064/65 | 2069/70 | 2074/75 | 2079/80 | 2084/85 | 2089/90 | 2094/95 | 2099/100
AP1FP | Distribution Input | Ml/d |  | 2 | 696.4003 | 698.8744 | 701.0297 | 696.6197 | 694.9629 | 696.1317 | 3372.4175 | 3197.3989 | 3050.1501 | 2965.2172 | 2925.8974 | 2926.404 | 2933.8278 | 2945.8038 | 2958.9657 | 2971.7118 | 2985.852
AP2FP | Total Water Available For Use | Ml/d |  | 2 | 737.2358 | 735.9 | 734.5572 | 733.2076 | 722.8513 | 721.4884 | 3586.7776 | 3551.7924 | 3516.1159 | 3479.803 | 3442.8998 | 3405.4457 | 3367.4746 | 3329.0159 | 3290.0959 | 3250.7375 | 3210.9616
AP3FP | Target Headroom | Ml/d |  | 2 | 8.3968 | 8.7541 | 8.1999 | 7.5122 | 6.8358 | 6.3023 | 22.0548 | 10.5595 | 5.2308 | 3.7501 | 3.5256 | 3.5256 | 3.5256 | 3.5256 | 3.5256 | 3.5256 | 3.5256
AP4FP | Supply Demand Balance | Ml/d |  | 2 | 32.4387 | 28.2589 | 25.3085 | 29.05 | 21.0203 | 19.0154 | 192.3053 | 343.834 | 460.735 | 510.8356 | 513.4769 | 475.5161 | 430.1212 | 379.6866 | 327.6046 | 275.5002 | 221.584
Table 7c: WC level - Alternative Programme Ofwat Core Totex |  |  |  |  | 5 Year totals 2034/35: 5 Year totals
WRMP24 Reference | Expenditure element | Expenditure type | Unit | Decimal places | 2024/25 | 2025/26 | 2026/27 | 2027/28 | 2028/29 | 2029/30 | 2034/35 | 2039/40 | 2044/45 | 2049/50 | 2054/55 | 2059/60 | 2064/65 | 2069/70 | 2074/75 | 2079/80 | 2084/85 | 2089/90 | 2094/95 | 2099/100
AP6FP | Totex increases (base) | Totex | 000's | 3 |  | 12.3588 | 13.1744 | 13.4544 | 13.7858 | 14.0776 | 78.3156 | 46.7533 | 55.4592 | 313.899 | 49.0551 | 49.0551 | 49.0551 | 49.0551 | 49.0551 | 49.0551 | 49.0551
AP7FP | Totex savings (base) | Totex | 000's | 3
AP8FP | Totex total (base) | Totex | 000's | 3 |  | 12.3588 | 13.1744 | 13.4544 | 13.7858 | 14.0776 | 78.3156 | 46.7533 | 55.4592 | 313.899 | 49.0551 | 49.0551 | 49.0551 | 49.0551 | 49.0551 | 49.0551 | 49.0551
Table 7d: WC level - Alternative Programme Ofwat Core Enhancement Expenditure |  |  |  |  | 5 Year totals 2034/35: 5 Year totals
WRMP24 Reference | Expenditure element | Expenditure type | Unit | Decimal places | 2024/25 | 2025/26 | 2026/27 | 2027/28 | 2028/29 | 2029/30 | 2034/35 | 2039/40 | 2044/45 | 2049/50 | 2054/55 | 2059/60 | 2064/65 | 2069/70 | 2074/75 | 2079/80 | 2084/85 | 2089/90 | 2094/95 | 2099/100
AP9FP | Total enhancement expenditure | Capex | 000's | 3 |  | 6.487 | 6.545 | 6.545 | 6.5449 | 6.5452 | 32.37 | 11.05 | 15.977 | 274.4576 | 16.085 | 16.085 | 16.085 | 16.085 | 16.085 | 16.085 | 16.085
AP10FP | Total enhancement expenditure | Opex | 000's | 3 |  | 4.9418 | 5.1094 | 5.1094 | 5.1209 | 5.1225 | 33.4956 | 35.7033 | 39.4822 | 39.4414 | 32.9701 | 32.9701 | 32.9701 | 32.9701 | 32.9701 | 32.9701 | 32.9701
AP11FP | Total enhancement expenditure | Totex | 000's | 3 |  | 11.4288 | 11.6544 | 11.6544 | 11.6658 | 11.6676 | 65.8656 | 46.7533 | 55.4592 | 313.899 | 49.0551 | 49.0551 | 49.0551 | 49.0551 | 49.0551 | 49.0551 | 49.0551
Water Company | Northumbrian Water | Programme: |  | WRZ(s) impacted | 2024/25: List IDs; 2025/26: Planning Scenario; 2026/27: DYAA - 1 in 500
Description of key triggers for alternative programme activation | Detail which component(s) changed in your baseline alternative plan and specifically when would the alternative programme be triggered
Monitoring and triggering of alternative programme | Specify what you will monitor, at what frequency, to assess whether the alternative programme is required.
Option differences to preferred (most likely) programme | Additional options selected: State option IDs Preferred options removed: State Option IDs This should be aligned to options flagged in your alternative programme in tables 4 and 5.
NPV cost associated with programme (£000) |  | Likelihood |  | Earliest expected trigger year | 2025/26: Version; 2026/27: 6
Table 7a: WC level - Alternative Programme Baseline SDB |  |  |  |  | 5 Year totals 2034/35: 5 Year totals
WRMP24 Reference | BL SDB Component | Unit |  | Decimal places | 2024/25 | 2025/26 | 2026/27 | 2027/28 | 2028/29 | 2029/30 | 2034/35 | 2039/40 | 2044/45 | 2049/50 | 2054/55 | 2059/60 | 2064/65 | 2069/70 | 2074/75 | 2079/80 | 2084/85 | 2089/90 | 2094/95 | 2099/100
AP1BL | Distribution Input | Ml/d |  | 2
AP2BL | Total Water Available For Use | Ml/d |  | 2
AP3BL | Target Headroom | Ml/d |  | 2
AP5BL | Supply Demand Balance | Ml/d |  | 2
Table 7b: WC level - Alternative Programme Final Plan SDB |  |  |  |  | 5 Year totals 2034/35: 5 Year totals
WRMP24 Reference | FP SDB Component | Unit |  | Decimal places | 2024/25 | 2025/26 | 2026/27 | 2027/28 | 2028/29 | 2029/30 | 2034/35 | 2039/40 | 2044/45 | 2049/50 | 2054/55 | 2059/60 | 2064/65 | 2069/70 | 2074/75 | 2079/80 | 2084/85 | 2089/90 | 2094/95 | 2099/100
AP1FP | Distribution Input | Ml/d |  | 2
AP2FP | Total Water Available For Use | Ml/d |  | 2
AP3FP | Target Headroom | Ml/d |  | 2
AP4FP | Supply Demand Balance | Ml/d |  | 2
Table 7c: WC level - Alternative Programme Totex |  |  |  |  | 5 Year totals 2034/35: 5 Year totals
WRMP24 Reference | Expenditure element | Expenditure type | Unit | Decimal places | 2024/25 | 2025/26 | 2026/27 | 2027/28 | 2028/29 | 2029/30 | 2034/35 | 2039/40 | 2044/45 | 2049/50 | 2054/55 | 2059/60 | 2064/65 | 2069/70 | 2074/75 | 2079/80 | 2084/85 | 2089/90 | 2094/95 | 2099/100
AP6FP | Totex increases (base) | Totex | 000's | 3
AP7FP | Totex savings (base) | Totex | 000's | 3
AP8FP | Totex total (base) | Totex | 000's | 3
Table 7d: WC level - Alternative Programme Enhancement Expenditure |  |  |  |  | 5 Year totals 2034/35: 5 Year totals
WRMP24 Reference | Expenditure element | Expenditure type | Unit | Decimal places | 2024/25 | 2025/26 | 2026/27 | 2027/28 | 2028/29 | 2029/30 | 2034/35 | 2039/40 | 2044/45 | 2049/50 | 2054/55 | 2059/60 | 2064/65 | 2069/70 | 2074/75 | 2079/80 | 2084/85 | 2089/90 | 2094/95 | 2099/100
AP9FP | Total enhancement expenditure | Capex | 000's | 3
AP10FP | Total enhancement expenditure | Opex | 000's | 3
AP11FP | Total enhancement expenditure | Totex | 000's | 3
Water Company | Northumbrian Water | Programme: |  | WRZ(s) impacted | 2024/25: List IDs; 2025/26: Planning Scenario; 2026/27: DYAA - 1 in 500
Description of key triggers for alternative programme activation | Detail which component(s) changed in your baseline alternative plan and specifically when would the alternative programme be triggered
Monitoring and triggering of alternative programme | Specify what you will monitor, at what frequency, to assess whether the alternative programme is required.
Option differences to preferred (most likely) programme | Additional options selected: State option IDs Preferred options removed: State Option IDs This should be aligned to options flagged in your alternative programme in tables 4 and 5.
NPV cost associated with programme (£000) |  | Likelihood |  | Earliest expected trigger year | 2025/26: Version; 2026/27: 6
Table 7a: WC level - Alternative Programme Baseline SDB |  |  |  |  | 5 Year totals 2034/35: 5 Year totals
WRMP24 Reference | BL SDB Component | Unit |  | Decimal places | 2024/25 | 2025/26 | 2026/27 | 2027/28 | 2028/29 | 2029/30 | 2034/35 | 2039/40 | 2044/45 | 2049/50 | 2054/55 | 2059/60 | 2064/65 | 2069/70 | 2074/75 | 2079/80 | 2084/85 | 2089/90 | 2094/95 | 2099/100
AP1BL | Distribution Input | Ml/d |  | 2
AP2BL | Total Water Available For Use | Ml/d |  | 2
AP3BL | Target Headroom | Ml/d |  | 2
AP5BL | Supply Demand Balance | Ml/d |  | 2
Table 7b: WC level - Alternative Programme Final Plan SDB |  |  |  |  | 5 Year totals 2034/35: 5 Year totals
WRMP24 Reference | FP SDB Component | Unit |  | Decimal places | 2024/25 | 2025/26 | 2026/27 | 2027/28 | 2028/29 | 2029/30 | 2034/35 | 2039/40 | 2044/45 | 2049/50 | 2054/55 | 2059/60 | 2064/65 | 2069/70 | 2074/75 | 2079/80 | 2084/85 | 2089/90 | 2094/95 | 2099/100
AP1FP | Distribution Input | Ml/d |  | 2
AP2FP | Total Water Available For Use | Ml/d |  | 2
AP3FP | Target Headroom | Ml/d |  | 2
AP4FP | Supply Demand Balance | Ml/d |  | 2
Table 7c: WC level - Alternative Programme Totex |  |  |  |  | 5 Year totals 2034/35: 5 Year totals
WRMP24 Reference | Expenditure element | Expenditure type | Unit | Decimal places | 2024/25 | 2025/26 | 2026/27 | 2027/28 | 2028/29 | 2029/30 | 2034/35 | 2039/40 | 2044/45 | 2049/50 | 2054/55 | 2059/60 | 2064/65 | 2069/70 | 2074/75 | 2079/80 | 2084/85 | 2089/90 | 2094/95 | 2099/100
AP6FP | Totex increases (base) | Totex | 000's | 3
AP7FP | Totex savings (base) | Totex | 000's | 3
AP8FP | Totex total (base) | Totex | 000's | 3
Table 7d: WC level - Alternative Programme Enhancement Expenditure |  |  |  |  | 5 Year totals 2034/35: 5 Year totals
WRMP24 Reference | Expenditure element | Expenditure type | Unit | Decimal places | 2024/25 | 2025/26 | 2026/27 | 2027/28 | 2028/29 | 2029/30 | 2034/35 | 2039/40 | 2044/45 | 2049/50 | 2054/55 | 2059/60 | 2064/65 | 2069/70 | 2074/75 | 2079/80 | 2084/85 | 2089/90 | 2094/95 | 2099/100
AP9FP | Total enhancement expenditure | Capex | 000's | 3
AP10FP | Total enhancement expenditure | Opex | 000's | 3
AP11FP | Total enhancement expenditure | Totex | 000's | 3
Water Company | Northumbrian Water | Programme: |  | WRZ(s) impacted | 2024/25: List IDs; 2025/26: Planning Scenario; 2026/27: DYAA - 1 in 500
Description of key triggers for alternative programme activation | Detail which component(s) changed in your baseline alternative plan and specifically when would the alternative programme be triggered
Monitoring and triggering of alternative programme | Specify what you will monitor, at what frequency, to assess whether the alternative programme is required.
Option differences to preferred (most likely) programme | Additional options selected: State option IDs Preferred options removed: State Option IDs This should be aligned to options flagged in your alternative programme in tables 4 and 5.
NPV cost associated with programme (£000) | 581811.4978 | Likelihood |  | Earliest expected trigger year | 2025/26: Version; 2026/27: 6
Table 7a: WC level - Alternative Programme Baseline SDB |  |  |  |  | 5 Year totals 2034/35: 5 Year totals
WRMP24 Reference | BL SDB Component | Unit |  | Decimal places | 2024/25 | 2025/26 | 2026/27 | 2027/28 | 2028/29 | 2029/30 | 2034/35 | 2039/40 | 2044/45 | 2049/50 | 2054/55 | 2059/60 | 2064/65 | 2069/70 | 2074/75 | 2079/80 | 2084/85 | 2089/90 | 2094/95 | 2099/100
AP1BL | Distribution Input | Ml/d |  | 2
AP2BL | Total Water Available For Use | Ml/d |  | 2
AP3BL | Target Headroom | Ml/d |  | 2
AP5BL | Supply Demand Balance | Ml/d |  | 2
Table 7b: WC level - Alternative Programme Final Plan SDB |  |  |  |  | 5 Year totals 2034/35: 5 Year totals
WRMP24 Reference | FP SDB Component | Unit |  | Decimal places | 2024/25 | 2025/26 | 2026/27 | 2027/28 | 2028/29 | 2029/30 | 2034/35 | 2039/40 | 2044/45 | 2049/50 | 2054/55 | 2059/60 | 2064/65 | 2069/70 | 2074/75 | 2079/80 | 2084/85 | 2089/90 | 2094/95 | 2099/100
AP1FP | Distribution Input | Ml/d |  | 2
AP2FP | Total Water Available For Use | Ml/d |  | 2
AP3FP | Target Headroom | Ml/d |  | 2
AP4FP | Supply Demand Balance | Ml/d |  | 2
Table 7c: WC level - Alternative Programme Totex |  |  |  |  | 5 Year totals 2034/35: 5 Year totals
WRMP24 Reference | Expenditure element | Expenditure type | Unit | Decimal places | 2024/25 | 2025/26 | 2026/27 | 2027/28 | 2028/29 | 2029/30 | 2034/35 | 2039/40 | 2044/45 | 2049/50 | 2054/55 | 2059/60 | 2064/65 | 2069/70 | 2074/75 | 2079/80 | 2084/85 | 2089/90 | 2094/95 | 2099/100
AP6FP | Totex increases (base) | Totex | 000's | 3
AP7FP | Totex savings (base) | Totex | 000's | 3
AP8FP | Totex total (base) | Totex | 000's | 3
Table 7d: WC level - Alternative Programme Enhancement Expenditure |  |  |  |  | 5 Year totals 2034/35: 5 Year totals
WRMP24 Reference | Expenditure element | Expenditure type | Unit | Decimal places | 2024/25 | 2025/26 | 2026/27 | 2027/28 | 2028/29 | 2029/30 | 2034/35 | 2039/40 | 2044/45 | 2049/50 | 2054/55 | 2059/60 | 2064/65 | 2069/70 | 2074/75 | 2079/80 | 2084/85 | 2089/90 | 2094/95 | 2099/100
AP9FP | Total enhancement expenditure | Capex | 000's | 3
AP10FP | Total enhancement expenditure | Opex | 000's | 3
AP11FP | Total enhancement expenditure | Totex | 000's | 3

## 8. Business Plan Links
Water Company | Northumbrian Water | Version | 6 |  | Back to title page
Planning Scenario | Preferred (most likely) programme | NPV cost associated with plan (£M) | 1003.6792
Table 8a: Summary Base Totex expenditure for programme consistent with RAG reporting requirements |  |  |  |  | Annual totals | [10 empty] | Five year totals
Reference | Expenditure element | Expenditure type | Unit | Decimal places | 2019-20 | 2020-21 | 2021-22 | 2022-23 | 2023-24 | 2024-25 | 2025-26 | 2026-27 | 2027-28 | 2028-29 | 2029-30 | 2030-31 to 2034-35 | 2035-36 to 2039-40 | 2040-41 to 2044-45 | 2045-46 to 2049-50 | 2050-51 to 2054-55 | 2055-56 to 2059-60 | 2060-61 to 2064-65 | 2065-66 to 2069-70 | 2070-71 to 2074-75 | 2075-76 to 2079-80
A1 | Totex increases (base) | Totex | £M | 3 | Annual totals 2025-26: 14.1781; Annual totals 2026-27: 14.7762; Annual totals 2027-28: 15.0922; Annual totals 2028-29: 15.4053; Annual totals 2029-30: 15.6909 | 82.0951 | 46.7533 | 126.7609 | 419.8513 | 48.26 | 48.26 | 48.26 | 48.26 | 48.26 | 48.26
A2 | Totex savings (base) | Totex | £M | 3
A3 | Total totex variance (base) | Totex | £M | 3 | 0 | 0 | 0 | 0 | 0 | 0 | 14.1781 | 14.7762 | 15.0922 | 15.4053 | 15.6909 | 82.0951 | 46.7533 | 126.7609 | 419.8513 | 48.26 | 48.26 | 48.26 | 48.26 | 48.26 | 48.26
Table 8b: Summary of supply-demand balance enhancement expenditure for programme consistent with RAG reporting requirements |  |  |  |  | Annual totals 2019-20: Annual totals | Five year totals
Reference | Expenditure element | Expenditure type | Unit | Decimal places | 2019-20 | 2020-21 | 2021-22 | 2022-23 | 2023-24 | 2024-25 | 2025-26 | 2026-27 | 2027-28 | 2028-29 | 2029-30 | 2030-31 to 2034-35 | 2035-36 to 2039-40 | 2040-41 to 2044-45 | 2045-46 to 2049-50 | 2050-51 to 2054-55 | 2055-56 to 2059-60 | 2060-61 to 2064-65 | 2065-66 to 2069-70 | 2070-71 to 2074-75 | 2075-76 to 2079-80
B1 | Supply-side improvements | Capex | £M | 3
B2 | Supply-side improvements | Opex | £M | 3
B3 | Supply-side improvements | Totex | £M | 3 | 0 | 0 | 0 | 0 | 0 | 0 | 0 | 0 | 0 | 0 | 0 | 0 | 0 | 0 | 0 | 0 | 0 | 0 | 0 | 0 | 0
B4 | Demand-side improvements (excl. leakage and metering) | Capex | £M | 3 | Annual totals 2025-26: 0; Annual totals 2026-27: 0; Annual totals 2027-28: 0; Annual totals 2028-29: 0; Annual totals 2029-30: 0 | 0 | 0 | 0 | 0 | 0 | 0 | 0 | 0 | 0 | 0
B5 | Demand-side improvements (excl. leakage and metering) | Opex | £M | 3 | Annual totals 2025-26: 3.147; Annual totals 2026-27: 3.3146; Annual totals 2027-28: 3.3146; Annual totals 2028-29: 3.3262; Annual totals 2029-30: 3.3277 | 17.0912 | 11.6603 | 6.7409 | 6.4713
B6 | Demand-side improvements (excl. leakage and metering) | Totex | £M | 3 | 0 | 0 | 0 | 0 | 0 | 0 | 3.147 | 3.3146 | 3.3146 | 3.3262 | 3.3277 | 17.0912 | 11.6603 | 6.7409 | 6.4713 | 0 | 0 | 0 | 0 | 0 | 0
B7 | Leakage improvements | Capex | £M | 3 | Annual totals 2025-26: 1.0856; Annual totals 2026-27: 1.0856; Annual totals 2027-28: 1.0856; Annual totals 2028-29: 1.0856; Annual totals 2029-30: 1.0856 | 8.05 | 11.05 | 87.18 | 380.29 | 16.09 | 16.09 | 16.09 | 16.09 | 16.09 | 16.09
B8 | Leakage improvements | Opex | £M | 3 | Annual totals 2025-26: 1.7948; Annual totals 2026-27: 1.7948; Annual totals 2027-28: 1.7948; Annual totals 2028-29: 1.7948; Annual totals 2029-30: 1.7948 | 16.4045 | 24.043 | 32.84 | 33.09 | 32.17 | 32.17 | 32.17 | 32.17 | 32.17 | 32.17
B9 | Leakage improvements | Totex | £M | 3 | 0 | 0 | 0 | 0 | 0 | 0 | 2.8804 | 2.8804 | 2.8804 | 2.8804 | 2.8804 | 24.4545 | 35.093 | 120.02 | 413.38 | 48.26 | 48.26 | 48.26 | 48.26 | 48.26 | 48.26
B10 | Internal interconnectors | Capex | £M | 3
B11 | Internal interconnectors | Opex | £M | 3
B12 | Internal interconnectors | Totex | £M | 3 | 0 | 0 | 0 | 0 | 0 | 0 | 0 | 0 | 0 | 0 | 0 | 0 | 0 | 0 | 0 | 0 | 0 | 0 | 0 | 0 | 0
B13 | Strategic regional water resources | Capex | £M | 3
B14 | Strategic regional water resources | Opex | £M | 3
B15 | Strategic regional water resources | Totex | £M | 3 | 0 | 0 | 0 | 0 | 0 | 0 | 0 | 0 | 0 | 0 | 0 | 0 | 0 | 0 | 0 | 0 | 0 | 0 | 0 | 0 | 0
B16 | Total supply demand expenditure | Totex | £M | 3 | 0 | 0 | 0 | 0 | 0 | 0 | 6.0274 | 6.195 | 6.195 | 6.2065 | 6.2081 | 41.5456 | 46.7533 | 126.7609 | 419.8513 | 48.26 | 48.26 | 48.26 | 48.26 | 48.26 | 48.26
Table 8c: Summary of metering enhancement expenditure for programme consistent with RAG reporting requirements |  |  |  |  | Annual totals 2019-20: Annual totals | Five year totals
Reference | Expenditure element | Expenditure type | Unit | Decimal places | 2019-20 | 2020-21 | 2021-22 | 2022-23 | 2023-24 | 2024-25 | 2025-26 | 2026-27 | 2027-28 | 2028-29 | 2029-30 | 2030-31 to 2034-35 | 2035-36 to 2039-40 | 2040-41 to 2044-45 | 2045-46 to 2049-50 | 2050-51 to 2054-55 | 2055-56 to 2059-60 | 2060-61 to 2064-65 | 2065-66 to 2069-70 | 2070-71 to 2074-75 | 2075-76 to 2079-80
C1 | New meters requested by existing customers (optants) | Capex | £M | 3 | Annual totals 2025-26: 5.1028; Annual totals 2026-27: 5.1768; Annual totals 2027-28: 5.1768; Annual totals 2028-29: 5.1759; Annual totals 2029-30: 5.176 | 22.9009
C1.1 | New basic meters requested by existing customers (optants) | Capex | £M | 3 | Annual totals 2025-26: 0; Annual totals 2026-27: 0; Annual totals 2027-28: 0; Annual totals 2028-29: 0; Annual totals 2029-30: 0 | 0
C1.2 | New AMR meters requested by existing customers (optants) | Capex | £M | 3 | Annual totals 2025-26: 0; Annual totals 2026-27: 0; Annual totals 2027-28: 0; Annual totals 2028-29: 0; Annual totals 2029-30: 0 | 0
C1.3 | New AMI meters requested by existing customers (optants) | Capex | £M | 3 | Annual totals 2025-26: 5.1028; Annual totals 2026-27: 5.1768; Annual totals 2027-28: 5.1768; Annual totals 2028-29: 5.1759; Annual totals 2029-30: 5.176 | 22.9009
C2 | New meters requested by existing customers (optants) | Opex | £M | 3 | Annual totals 2025-26: 0.18255; Annual totals 2026-27: 0.14177; Annual totals 2027-28: 0.14177; Annual totals 2028-29: 0.13962; Annual totals 2029-30: 0.13935 | 0.74506
C2.1 | New basic meters requested by existing customers (optants) | Opex | £M | 3 | Annual totals 2025-26: 0; Annual totals 2026-27: 0; Annual totals 2027-28: 0; Annual totals 2028-29: 0; Annual totals 2029-30: 0 | 0
C2.2 | New AMR meters requested by existing customers (optants) | Opex | £M | 3 | Annual totals 2025-26: 0; Annual totals 2026-27: 0; Annual totals 2027-28: 0; Annual totals 2028-29: 0; Annual totals 2029-30: 0 | 0
C2.3 | New AMI meters requested by existing customers (optants) | Opex | £M | 3 | Annual totals 2025-26: 0.18255; Annual totals 2026-27: 0.14177; Annual totals 2027-28: 0.14177; Annual totals 2028-29: 0.13962; Annual totals 2029-30: 0.13935 | 0.74506
C3 | New meters requested by existing customers (optants) | Totex | £M | 3 | 0 | 0 | 0 | 0 | 0 | 0 | 5.2854 | 5.3185 | 5.3185 | 5.3155 | 5.3154 | 23.6459 | 0 | 0 | 0 | 0 | 0 | 0 | 0 | 0 | 0
C4 | New meters introduced by companies for existing customers | Capex | £M | 3 | Annual totals 2025-26: 0.38889; Annual totals 2026-27: 0.3528; Annual totals 2027-28: 0.3528; Annual totals 2028-29: 0.35252; Annual totals 2029-30: 0.35248 | 1.7927
C4.1 | New basic meters introduced by companies for existing customers | Capex | £M | 3 | Annual totals 2025-26: 0; Annual totals 2026-27: 0; Annual totals 2027-28: 0; Annual totals 2028-29: 0; Annual totals 2029-30: 0 | 0
C4.2 | New AMR meters introduced by companies for existing customers | Capex | £M | 3 | Annual totals 2025-26: 0; Annual totals 2026-27: 0; Annual totals 2027-28: 0; Annual totals 2028-29: 0; Annual totals 2029-30: 0 | 0
C4.3 | New AMI meters introduced by companies for existing customers | Capex | £M | 3 | Annual totals 2025-26: 0.38889; Annual totals 2026-27: 0.3528; Annual totals 2027-28: 0.3528; Annual totals 2028-29: 0.35252; Annual totals 2029-30: 0.35248 | 1.7927
C5 | New meters introduced by companies for existing customers | Opex | £M | 3 | Annual totals 2025-26: 0.042803; Annual totals 2026-27: 0.033241; Annual totals 2027-28: 0.033241; Annual totals 2028-29: 0.032737; Annual totals 2029-30: 0.032671 | 0.17469
C5.1 | New basic meters introduced by companies for existing customers | Opex | £M | 3 | Annual totals 2025-26: 0; Annual totals 2026-27: 0; Annual totals 2027-28: 0; Annual totals 2028-29: 0; Annual totals 2029-30: 0 | 0
C5.2 | New AMR meters introduced by companies for existing customers | Opex | £M | 3 | Annual totals 2025-26: 0; Annual totals 2026-27: 0; Annual totals 2027-28: 0; Annual totals 2028-29: 0; Annual totals 2029-30: 0 | 0
C5.3 | New AMI meters introduced by companies for existing customers | Opex | £M | 3 | Annual totals 2025-26: 0.042803; Annual totals 2026-27: 0.033241; Annual totals 2027-28: 0.033241; Annual totals 2028-29: 0.032737; Annual totals 2029-30: 0.032671 | 0.17469
C6 | New meters introduced by companies for existing customers | Totex | £M | 3 | 0 | 0 | 0 | 0 | 0 | 0 | 0.4317 | 0.38604 | 0.38604 | 0.38526 | 0.38515 | 1.9674 | 0 | 0 | 0 | 0 | 0 | 0 | 0 | 0 | 0
C7 | New meters for existing customers - business | Capex | £M | 3 | Annual totals 2025-26: 0.60683; Annual totals 2026-27: 0.5993; Annual totals 2027-28: 0.5971; Annual totals 2028-29: 0.5971; Annual totals 2029-30: 0.5971 | 2.9915
C7.1 | New basic meters for existing customers - business | Capex | £M | 3 | Annual totals 2025-26: 0; Annual totals 2026-27: 0; Annual totals 2027-28: 0; Annual totals 2028-29: 0; Annual totals 2029-30: 0 | 0
C7.2 | New AMR meters for existing customers - business | Capex | £M | 3 | Annual totals 2025-26: 0; Annual totals 2026-27: 0; Annual totals 2027-28: 0; Annual totals 2028-29: 0; Annual totals 2029-30: 0 | 0
C7.3 | New AMI meters for existing customers - business | Capex | £M | 3 | Annual totals 2025-26: 0.60683; Annual totals 2026-27: 0.5993; Annual totals 2027-28: 0.5971; Annual totals 2028-29: 0.5971; Annual totals 2029-30: 0.5971 | 2.9915
C8 | New meters for existing customers - business | Opex | £M | 3 | Annual totals 2025-26: 0; Annual totals 2026-27: 0; Annual totals 2027-28: 0; Annual totals 2028-29: 0; Annual totals 2029-30: 0 | 0
C8.1 | New basic meters for existing customers - business | Opex | £M | 3 | Annual totals 2025-26: 0; Annual totals 2026-27: 0; Annual totals 2027-28: 0; Annual totals 2028-29: 0; Annual totals 2029-30: 0 | 0
C8.2 | New AMR meters for existing customers - business | Opex | £M | 3 | Annual totals 2025-26: 0; Annual totals 2026-27: 0; Annual totals 2027-28: 0; Annual totals 2028-29: 0; Annual totals 2029-30: 0 | 0
C8.3 | New AMI meters for existing customers - business | Opex | £M | 3 | Annual totals 2025-26: 0; Annual totals 2026-27: 0; Annual totals 2027-28: 0; Annual totals 2028-29: 0; Annual totals 2029-30: 0 | 0
C9 | New basic meters for existing customers - business | Totex | £M | 3 | 0 | 0 | 0 | 0 | 0 | 0 | 0.60683 | 0.5993 | 0.5971 | 0.5971 | 0.5971 | 2.9915 | 0 | 0 | 0 | 0 | 0 | 0 | 0 | 0 | 0
C10 | Replacement of existing basic meters with AMR meters | Capex | £M | 3 | Annual totals 2025-26: 0; Annual totals 2026-27: 0; Annual totals 2027-28: 0; Annual totals 2028-29: 0; Annual totals 2029-30: 0 | 0
C11 | Replacement of existing basic meters with AMI meters | Capex | £M | 3 | Annual totals 2025-26: 0.98666; Annual totals 2026-27: 1.3702; Annual totals 2027-28: 1.4113; Annual totals 2028-29: 1.4341; Annual totals 2029-30: 1.4371 | 6.2189
C11a | Replacement of existing AMR meters with AMI meters | Capex | £M | 3 | Annual totals 2025-26: 0.071825; Annual totals 2026-27: 0.099759; Annual totals 2027-28: 0.10029; Annual totals 2028-29: 0.10215; Annual totals 2029-30: 0.1024 | 0.44189
C12 | Smart metering infrastructure | Capex | £M | 3 | Annual totals 2025-26: 0.25; Annual totals 2026-27: 0; Annual totals 2027-28: 0; Annual totals 2028-29: 0; Annual totals 2029-30: 0 | 0
C13 | Replacement of existing basic meters with AMR meters | Opex | £M | 3 | Annual totals 2025-26: 0; Annual totals 2026-27: 0; Annual totals 2027-28: 0; Annual totals 2028-29: 0; Annual totals 2029-30: 0 | 0
C14 | Replacement of existing basic meters with AMI meters | Opex | £M | 3 | Annual totals 2025-26: 0.38312; Annual totals 2026-27: 0.43012; Annual totals 2027-28: 0.43031; Annual totals 2028-29: 0.43276; Annual totals 2029-30: 0.43307 | 2.1097
C14a | Replacement of existing AMR meters with AMI meters | Opex | £M | 3 | Annual totals 2025-26: 0.030824; Annual totals 2026-27: 0.034621; Annual totals 2027-28: 0.034623; Annual totals 2028-29: 0.034822; Annual totals 2029-30: 0.034848 | 0.16974
C15 | Smart metering infrastructure | Opex | £M | 3 | Annual totals 2025-26: 0.207; Annual totals 2026-27: 0.477; Annual totals 2027-28: 0.754; Annual totals 2028-29: 1.034; Annual totals 2029-30: 1.315 | 3.616
C16 | Replacement of existing basic meters with AMR meters | Totex | £M | 3 | 0 | 0 | 0 | 0 | 0 | 0 | 0 | 0 | 0 | 0 | 0 | 0 | 0 | 0 | 0 | 0 | 0 | 0 | 0 | 0 | 0
C17 | Replacement of existing basic meters with AMI meters | Totex | £M | 3 | 0 | 0 | 0 | 0 | 0 | 0 | 1.3698 | 1.8003 | 1.8416 | 1.8669 | 1.8702 | 8.3286 | 0 | 0 | 0 | 0 | 0 | 0 | 0 | 0 | 0
C17a | Replacement of existing AMR meters with AMI meters | Totex | £M | 3 | 0 | 0 | 0 | 0 | 0 | 0 | 0.10265 | 0.13438 | 0.13492 | 0.13698 | 0.13725 | 0.61163 | 0 | 0 | 0 | 0 | 0 | 0 | 0 | 0 | 0
C18 | Smart metering infrastructure | Totex | £M | 3 | 0 | 0 | 0 | 0 | 0 | 0 | 0.457 | 0.477 | 0.754 | 1.034 | 1.315 | 3.616 | 0 | 0 | 0 | 0 | 0 | 0 | 0 | 0 | 0
C19 | Total metering expenditure | Totex | £M | 3 | 0 | 0 | 0 | 0 | 0 | 0 | 8.1507 | 8.5812 | 8.8972 | 9.1987 | 9.4828 | 40.5495 | 0 | 0 | 0 | 0 | 0 | 0 | 0 | 0 | 0
Table 8d: Summary of total enhancement for programme consistent with RAG reporting requirements |  |  |  |  | Annual totals 2019-20: Annual totals | Five year totals
Reference | Expenditure element | Expenditure type | Unit | Decimal places | 2019-20 | 2020-21 | 2021-22 | 2022-23 | 2023-24 | 2024-25 | 2025-26 | 2026-27 | 2027-28 | 2028-29 | 2029-30 | 2030-31 to 2034-35 | 2035-36 to 2039-40 | 2040-41 to 2044-45 | 2045-46 to 2049-50 | 2050-51 to 2054-55 | 2055-56 to 2059-60 | 2060-61 to 2064-65 | 2065-66 to 2069-70 | 2070-71 to 2074-75 | 2075-76 to 2079-80
D1 | Total enhancement expenditure | Capex | £M | 3 | 0 | 0 | 0 | 0 | 0 | 0 | 7.1841 | 7.2145 | 7.2123 | 7.2111 | 7.2112 | 35.7351 | 11.05 | 87.18 | 380.29 | 16.09 | 16.09 | 16.09 | 16.09 | 16.09 | 16.09
D2 | Total enhancement expenditure | Opex | £M | 3 | 0 | 0 | 0 | 0 | 0 | 0 | 5.1671 | 5.2844 | 5.2844 | 5.2933 | 5.2945 | 34.4154 | 35.7033 | 39.5809 | 39.5613 | 32.17 | 32.17 | 32.17 | 32.17 | 32.17 | 32.17
D3 | Total enhancement expenditure | Totex | £M | 3 | 0 | 0 | 0 | 0 | 0 | 0 | 12.3513 | 12.4989 | 12.4967 | 12.5044 | 12.5057 | 70.1505 | 46.7533 | 126.7609 | 419.8513 | 48.26 | 48.26 | 48.26 | 48.26 | 48.26 | 48.26
Table 8e: Summary of supply demand benefits for programme consistent with RAG reporting requirements |  |  |  |  | Annual totals 2019-20: Annual totals | Five year totals
Reference | Benefit element | Expenditure type | Unit | Decimal places | 2019-20 | 2020-21 | 2021-22 | 2022-23 | 2023-24 | 2024-25 | 2025-26 | 2026-27 | 2027-28 | 2028-29 | 2029-30 | 2030-31 to 2034-35 | 2035-36 to 2039-40 | 2040-41 to 2044-45 | 2045-46 to 2049-50 | 2050-51 to 2054-55 | 2055-56 to 2059-60 | 2060-61 to 2064-65 | 2065-66 to 2069-70 | 2070-71 to 2074-75 | 2075-76 to 2079-80
E1 | Supply-side improvements | Benefit | Ml/d | 2
E2 | Demand-side improvements (excluding leakage and metering) | Benefit | Ml/d | 2 |  |  | 0 | 0 | 0 | 0 | 3.9885 | 8.1488 | 12.3136 | 16.459 | 20.5854 | 165.5256 | 257.217 | 315.0331 | 327.1706 | 326.0457 | 324.9996 | 323.8198 | 321.8485 | 319.9807 | 318.5459
E3 | Leakage improvements | Benefit | Ml/d | 2 |  |  | 0 | 0 | 0 | 0 | 1.8672 | 3.7344 | 5.6016 | 7.4688 | 9.336 | 74.688 | 121.368 | 178.233 | 241.888 | 267.35 | 267.35 | 267.35 | 267.35 | 267.35 | 267.35
E4 | Internal interconnectors* | Benefit | Ml/d | 2
E5 | Metering improvements | Benefit | Ml/d | 2 | 0 | 0 | 0 | 0 | 0 | 0 | 0.52351 | 1.6823 | 2.5858 | 3.4866 | 4.364 | 34.8089 | 44.4197 | 44.0128 | 44.4283 | 37.3872 | 37.512 | 37.5827 | 37.5693 | 37.56 | 37.6096
E5.1 | Benefits from new basic meter installations (household) | Benefit | Ml/d | 2 |  |  | 0 | 0 | 0 | 0 | 0 | 0 | 0 | 0 | 0 | 0 | 0 | 0 | 0 | 0 | 0 | 0 | 0 | 0 | 0
E5.2 | Benefits from new AMR meter installations (household) | Benefit | Ml/d | 2 |  |  | 0 | 0 | 0 | 0 | 0 | 0 | 0 | 0 | 0 | 0 | 0 | 0 | 0 | 0 | 0 | 0 | 0 | 0 | 0
E5.3 | Benefits from new AMI meter installations (household) | Benefit | Ml/d | 2 |  |  | 0 | 0 | 0 | 0 | 0.21685 | 0.66457 | 1.1292 | 1.5956 | 2.0604 | 18.1924 | 24.996 | 25.0806 | 25.1703 | 25.2926 | 25.4265 | 25.562 | 25.6828 | 25.7894 | 25.8767
E5.4 | Benefits from replacing (or upgrading) existing basic meters with AMR meters (household) | Benefit | Ml/d | 2 |  |  | 0 | 0 | 0 | 0 | 0 | 0 | 0 | 0 | 0 | 0 | 0 | 0 | 0 | 0 | 0 | 0 | 0 | 0 | 0
E5.5 | Benefits from replacing (or upgrading) existing basic or AMR meters with AMI meters (household) | Benefit | Ml/d | 2 |  |  | 0 | 0 | 0 | 0 | 0.30666 | 1.0178 | 1.4565 | 1.8911 | 2.3036 | 16.6166 | 19.4238 | 18.9322 | 19.2579 | 12.0945 | 12.0855 | 12.0208 | 11.8865 | 11.7706 | 11.7328
E5.6 | Benefits from replacing (or upgrading) existing basic meters with AMR meters (non-household) | Benefit | Ml/d | 2 |  |  | 0 | 0 | 0 | 0 | 0 | 0 | 0 | 0 | 0 | 0 | 0 | 0 | 0 | 0 | 0 | 0 | 0 | 0 | 0
E5.7 | Benefits from replacing (or upgrading) existing basic or AMR meters with AMI meters (non-household) | Benefit | Ml/d | 2 |  |  | 0 | 0 | 0 | 0 | 0 | 0 | 0 | 0 | 0 | 0 | 0 | 0 | 0 | 0 | 0 | 0 | 0 | 0 | 0
Table 8f: Summary of totex leakage expenditure for programme consistent with RAG reporting requirements |  |  |  |  | Annual totals 2019-20: Annual totals | Five year totals
Reference | Expenditure element | Expenditure type | Unit | Decimal places | 2019-20 | 2020-21 | 2021-22 | 2022-23 | 2023-24 | 2024-25 | 2025-26 | 2026-27 | 2027-28 | 2028-29 | 2029-30 | 2030-31 to 2034-35 | 2035-36 to 2039-40 | 2040-41 to 2044-45 | 2045-46 to 2049-50 | 2050-51 to 2054-55 | 2055-56 to 2059-60 | 2060-61 to 2064-65 | 2065-66 to 2069-70 | 2070-71 to 2074-75 | 2075-76 to 2079-80
F27 | Total leakage activity - Maintaining leakage | Totex | £M | 3 | Annual totals 2025-26: 0; Annual totals 2026-27: 0; Annual totals 2027-28: 0; Annual totals 2028-29: 0; Annual totals 2029-30: 0 | 14.4019 | 24.4545 | 35.093 | 120.02 | 48.26 | 48.26 | 48.26 | 48.26 | 48.26 | 48.26
F28 | Total leakage activity - Reducing leakage | Totex | £M | 3 | Annual totals 2025-26: 2.8804; Annual totals 2026-27: 2.8804; Annual totals 2027-28: 2.8804; Annual totals 2028-29: 2.8804; Annual totals 2029-30: 2.8804 | 10.0526 | 10.6385 | 84.927 | 293.36 | 0 | 0 | 0 | 0 | 0 | 0
Water Company | Northumbrian Water | Version | 6 |  | Annual totals 2019-20: Back to title page
Planning Scenario | Least Cost Programme | NPV cost associated with plan (£M) | 1003.6792
Table 8a: Summary Base Totex expenditure for programme consistent with RAG reporting requirements |  |  |  |  | Annual totals 2019-20: Annual totals | Five year totals
Reference | Expenditure element | Expenditure type | Unit | Decimal places | 2019-20 | 2020-21 | 2021-22 | 2022-23 | 2023-24 | 2024-25 | 2025-26 | 2026-27 | 2027-28 | 2028-29 | 2029-30 | 2030-31 to 2034-35 | 2035-36 to 2039-40 | 2040-41 to 2044-45 | 2045-46 to 2049-50 | 2050-51 to 2054-55 | 2055-56 to 2059-60 | 2060-61 to 2064-65 | 2065-66 to 2069-70 | 2070-71 to 2074-75 | 2075-76 to 2079-80
A1 | Totex increases (base) | Totex | £M | 3 | Annual totals 2025-26: 14.1781; Annual totals 2026-27: 14.7762; Annual totals 2027-28: 15.0922; Annual totals 2028-29: 15.4053; Annual totals 2029-30: 15.6909 | 82.0951 | 46.7533 | 126.7609 | 419.8513 | 48.26 | 48.26 | 48.26 | 48.26 | 48.26 | 48.26
A2 | Totex savings (base) | Totex | £M | 3
A3 | Total totex variance (base) | Totex | £M | 3 | 0 | 0 | 0 | 0 | 0 | 0 | 14.1781 | 14.7762 | 15.0922 | 15.4053 | 15.6909 | 82.0951 | 46.7533 | 126.7609 | 419.8513 | 48.26 | 48.26 | 48.26 | 48.26 | 48.26 | 48.26
Table 8b: Summary of supply-demand balance enhancement expenditure for programme consistent with RAG reporting requirements |  |  |  |  | Annual totals 2019-20: Annual totals | Five year totals
Reference | Expenditure element | Expenditure type | Unit | Decimal places | 2019-20 | 2020-21 | 2021-22 | 2022-23 | 2023-24 | 2024-25 | 2025-26 | 2026-27 | 2027-28 | 2028-29 | 2029-30 | 2030-31 to 2034-35 | 2035-36 to 2039-40 | 2040-41 to 2044-45 | 2045-46 to 2049-50 | 2050-51 to 2054-55 | 2055-56 to 2059-60 | 2060-61 to 2064-65 | 2065-66 to 2069-70 | 2070-71 to 2074-75 | 2075-76 to 2079-80
B1 | Supply-side improvements | Capex | £M | 3
B2 | Supply-side improvements | Opex | £M | 3
B3 | Supply-side improvements | Totex | £M | 3 | 0 | 0 | 0 | 0 | 0 | 0 | 0 | 0 | 0 | 0 | 0 | 0 | 0 | 0 | 0 | 0 | 0 | 0 | 0 | 0 | 0
B4 | Demand-side improvements (excl. leakage and metering) | Capex | £M | 3 | Annual totals 2025-26: 0; Annual totals 2026-27: 0; Annual totals 2027-28: 0; Annual totals 2028-29: 0; Annual totals 2029-30: 0 | 0 | 0 | 0 | 0 | 0 | 0 | 0 | 0 | 0 | 0
B5 | Demand-side improvements (excl. leakage and metering) | Opex | £M | 3 | Annual totals 2025-26: 3.147; Annual totals 2026-27: 3.3146; Annual totals 2027-28: 3.3146; Annual totals 2028-29: 3.3262; Annual totals 2029-30: 3.3277 | 17.0912 | 11.6603 | 6.7409 | 6.4713
B6 | Demand-side improvements (excl. leakage and metering) | Totex | £M | 3 | 0 | 0 | 0 | 0 | 0 | 0 | 3.147 | 3.3146 | 3.3146 | 3.3262 | 3.3277 | 17.0912 | 11.6603 | 6.7409 | 6.4713 | 0 | 0 | 0 | 0 | 0 | 0
B7 | Leakage improvements | Capex | £M | 3 | Annual totals 2025-26: 1.0856; Annual totals 2026-27: 1.0856; Annual totals 2027-28: 1.0856; Annual totals 2028-29: 1.0856; Annual totals 2029-30: 1.0856 | 8.05 | 11.05 | 87.18 | 380.29 | 16.09 | 16.09 | 16.09 | 16.09 | 16.09 | 16.09
B8 | Leakage improvements | Opex | £M | 3 | Annual totals 2025-26: 1.7948; Annual totals 2026-27: 1.7948; Annual totals 2027-28: 1.7948; Annual totals 2028-29: 1.7948; Annual totals 2029-30: 1.7948 | 16.4045 | 24.043 | 32.84 | 33.09 | 32.17 | 32.17 | 32.17 | 32.17 | 32.17 | 32.17
B9 | Leakage improvements | Totex | £M | 3 | 0 | 0 | 0 | 0 | 0 | 0 | 2.8804 | 2.8804 | 2.8804 | 2.8804 | 2.8804 | 24.4545 | 35.093 | 120.02 | 413.38 | 48.26 | 48.26 | 48.26 | 48.26 | 48.26 | 48.26
B10 | Internal interconnectors | Capex | £M | 3
B11 | Internal interconnectors | Opex | £M | 3
B12 | Internal interconnectors | Totex | £M | 3 | 0 | 0 | 0 | 0 | 0 | 0 | 0 | 0 | 0 | 0 | 0 | 0 | 0 | 0 | 0 | 0 | 0 | 0 | 0 | 0 | 0
B13 | Strategic regional water resources | Capex | £M | 3
B14 | Strategic regional water resources | Opex | £M | 3
B15 | Strategic regional water resources | Totex | £M | 3 | 0 | 0 | 0 | 0 | 0 | 0 | 0 | 0 | 0 | 0 | 0 | 0 | 0 | 0 | 0 | 0 | 0 | 0 | 0 | 0 | 0
B16 | Total supply demand expenditure | Totex | £M | 3 | 0 | 0 | 0 | 0 | 0 | 0 | 6.0274 | 6.195 | 6.195 | 6.2065 | 6.2081 | 41.5456 | 46.7533 | 126.7609 | 419.8513 | 48.26 | 48.26 | 48.26 | 48.26 | 48.26 | 48.26
Table 8c: Summary of metering enhancement expenditure for programme consistent with RAG reporting requirements |  |  |  |  | Annual totals 2019-20: Annual totals | Five year totals
Reference | Expenditure element | Expenditure type | Unit | Decimal places | 2019-20 | 2020-21 | 2021-22 | 2022-23 | 2023-24 | 2024-25 | 2025-26 | 2026-27 | 2027-28 | 2028-29 | 2029-30 | 2030-31 to 2034-35 | 2035-36 to 2039-40 | 2040-41 to 2044-45 | 2045-46 to 2049-50 | 2050-51 to 2054-55 | 2055-56 to 2059-60 | 2060-61 to 2064-65 | 2065-66 to 2069-70 | 2070-71 to 2074-75 | 2075-76 to 2079-80
C1 | New meters requested by existing customers (optants) | Capex | £M | 3 | Annual totals 2025-26: 5.1028; Annual totals 2026-27: 5.1768; Annual totals 2027-28: 5.1768; Annual totals 2028-29: 5.1759; Annual totals 2029-30: 5.176 | 22.9009
C1.1 | New basic meters requested by existing customers (optants) | Capex | £M | 3 | Annual totals 2025-26: 0; Annual totals 2026-27: 0; Annual totals 2027-28: 0; Annual totals 2028-29: 0; Annual totals 2029-30: 0 | 0
C1.2 | New AMR meters requested by existing customers (optants) | Capex | £M | 3 | Annual totals 2025-26: 0; Annual totals 2026-27: 0; Annual totals 2027-28: 0; Annual totals 2028-29: 0; Annual totals 2029-30: 0 | 0
C1.3 | New AMI meters requested by existing customers (optants) | Capex | £M | 3 | Annual totals 2025-26: 5.1028; Annual totals 2026-27: 5.1768; Annual totals 2027-28: 5.1768; Annual totals 2028-29: 5.1759; Annual totals 2029-30: 5.176 | 22.9009
C2 | New meters requested by existing customers (optants) | Opex | £M | 3 | Annual totals 2025-26: 0.18255; Annual totals 2026-27: 0.14177; Annual totals 2027-28: 0.14177; Annual totals 2028-29: 0.13962; Annual totals 2029-30: 0.13935 | 0.74506
C2.1 | New basic meters requested by existing customers (optants) | Opex | £M | 3 | Annual totals 2025-26: 0; Annual totals 2026-27: 0; Annual totals 2027-28: 0; Annual totals 2028-29: 0; Annual totals 2029-30: 0 | 0
C2.2 | New AMR meters requested by existing customers (optants) | Opex | £M | 3 | Annual totals 2025-26: 0; Annual totals 2026-27: 0; Annual totals 2027-28: 0; Annual totals 2028-29: 0; Annual totals 2029-30: 0 | 0
C2.3 | New AMI meters requested by existing customers (optants) | Opex | £M | 3 | Annual totals 2025-26: 0.18255; Annual totals 2026-27: 0.14177; Annual totals 2027-28: 0.14177; Annual totals 2028-29: 0.13962; Annual totals 2029-30: 0.13935 | 0.74506
C3 | New meters requested by existing customers (optants) | Totex | £M | 3 | 0 | 0 | 0 | 0 | 0 | 0 | 5.2854 | 5.3185 | 5.3185 | 5.3155 | 5.3154 | 23.6459 | 0 | 0 | 0 | 0 | 0 | 0 | 0 | 0 | 0
C4 | New meters introduced by companies for existing customers | Capex | £M | 3 | Annual totals 2025-26: 0.38889; Annual totals 2026-27: 0.3528; Annual totals 2027-28: 0.3528; Annual totals 2028-29: 0.35252; Annual totals 2029-30: 0.35248 | 1.7927
C4.1 | New basic meters introduced by companies for existing customers | Capex | £M | 3 | Annual totals 2025-26: 0; Annual totals 2026-27: 0; Annual totals 2027-28: 0; Annual totals 2028-29: 0; Annual totals 2029-30: 0 | 0
C4.2 | New AMR meters introduced by companies for existing customers | Capex | £M | 3 | Annual totals 2025-26: 0; Annual totals 2026-27: 0; Annual totals 2027-28: 0; Annual totals 2028-29: 0; Annual totals 2029-30: 0 | 0
C4.3 | New AMI meters introduced by companies for existing customers | Capex | £M | 3 | Annual totals 2025-26: 0.38889; Annual totals 2026-27: 0.3528; Annual totals 2027-28: 0.3528; Annual totals 2028-29: 0.35252; Annual totals 2029-30: 0.35248 | 1.7927
C5 | New meters introduced by companies for existing customers | Opex | £M | 3 | Annual totals 2025-26: 0.042803; Annual totals 2026-27: 0.033241; Annual totals 2027-28: 0.033241; Annual totals 2028-29: 0.032737; Annual totals 2029-30: 0.032671 | 0.17469
C5.1 | New basic meters introduced by companies for existing customers | Opex | £M | 3 | Annual totals 2025-26: 0; Annual totals 2026-27: 0; Annual totals 2027-28: 0; Annual totals 2028-29: 0; Annual totals 2029-30: 0 | 0
C5.2 | New AMR meters introduced by companies for existing customers | Opex | £M | 3 | Annual totals 2025-26: 0; Annual totals 2026-27: 0; Annual totals 2027-28: 0; Annual totals 2028-29: 0; Annual totals 2029-30: 0 | 0
C5.3 | New AMI meters introduced by companies for existing customers | Opex | £M | 3 | Annual totals 2025-26: 0.042803; Annual totals 2026-27: 0.033241; Annual totals 2027-28: 0.033241; Annual totals 2028-29: 0.032737; Annual totals 2029-30: 0.032671 | 0.17469
C6 | New meters introduced by companies for existing customers | Totex | £M | 3 | 0 | 0 | 0 | 0 | 0 | 0 | 0.4317 | 0.38604 | 0.38604 | 0.38526 | 0.38515 | 1.9674 | 0 | 0 | 0 | 0 | 0 | 0 | 0 | 0 | 0
C7 | New meters for existing customers - business | Capex | £M | 3 | Annual totals 2025-26: 0.60683; Annual totals 2026-27: 0.5993; Annual totals 2027-28: 0.5971; Annual totals 2028-29: 0.5971; Annual totals 2029-30: 0.5971 | 2.9915
C7.1 | New basic meters for existing customers - business | Capex | £M | 3 | Annual totals 2025-26: 0; Annual totals 2026-27: 0; Annual totals 2027-28: 0; Annual totals 2028-29: 0; Annual totals 2029-30: 0 | 0
C7.2 | New AMR meters for existing customers - business | Capex | £M | 3 | Annual totals 2025-26: 0; Annual totals 2026-27: 0; Annual totals 2027-28: 0; Annual totals 2028-29: 0; Annual totals 2029-30: 0 | 0
C7.3 | New AMI meters for existing customers - business | Capex | £M | 3 | Annual totals 2025-26: 0.60683; Annual totals 2026-27: 0.5993; Annual totals 2027-28: 0.5971; Annual totals 2028-29: 0.5971; Annual totals 2029-30: 0.5971 | 2.9915
C8 | New meters for existing customers - business | Opex | £M | 3 | Annual totals 2025-26: 0; Annual totals 2026-27: 0; Annual totals 2027-28: 0; Annual totals 2028-29: 0; Annual totals 2029-30: 0 | 0
C8.1 | New basic meters for existing customers - business | Opex | £M | 3 | Annual totals 2025-26: 0; Annual totals 2026-27: 0; Annual totals 2027-28: 0; Annual totals 2028-29: 0; Annual totals 2029-30: 0 | 0
C8.2 | New AMR meters for existing customers - business | Opex | £M | 3 | Annual totals 2025-26: 0; Annual totals 2026-27: 0; Annual totals 2027-28: 0; Annual totals 2028-29: 0; Annual totals 2029-30: 0 | 0
C8.3 | New AMI meters for existing customers - business | Opex | £M | 3 | Annual totals 2025-26: 0; Annual totals 2026-27: 0; Annual totals 2027-28: 0; Annual totals 2028-29: 0; Annual totals 2029-30: 0 | 0
C9 | New basic meters for existing customers - business | Totex | £M | 3 | 0 | 0 | 0 | 0 | 0 | 0 | 0.60683 | 0.5993 | 0.5971 | 0.5971 | 0.5971 | 2.9915 | 0 | 0 | 0 | 0 | 0 | 0 | 0 | 0 | 0
C10 | Replacement of existing basic meters with AMR meters | Capex | £M | 3 | Annual totals 2025-26: 0; Annual totals 2026-27: 0; Annual totals 2027-28: 0; Annual totals 2028-29: 0; Annual totals 2029-30: 0 | 0
C11 | Replacement of existing basic meters with AMI meters | Capex | £M | 3 | Annual totals 2025-26: 0.98666; Annual totals 2026-27: 1.3702; Annual totals 2027-28: 1.4113; Annual totals 2028-29: 1.4341; Annual totals 2029-30: 1.4371 | 6.2189
C11a | Replacement of existing AMR meters with AMI meters | Capex | £M | 3 | Annual totals 2025-26: 0.071825; Annual totals 2026-27: 0.099759; Annual totals 2027-28: 0.10029; Annual totals 2028-29: 0.10215; Annual totals 2029-30: 0.1024 | 0.44189
C12 | Smart metering infrastructure | Capex | £M | 3 | Annual totals 2025-26: 0.25; Annual totals 2026-27: 0; Annual totals 2027-28: 0; Annual totals 2028-29: 0; Annual totals 2029-30: 0 | 0
C13 | Replacement of existing basic meters with AMR meters | Opex | £M | 3 | Annual totals 2025-26: 0; Annual totals 2026-27: 0; Annual totals 2027-28: 0; Annual totals 2028-29: 0; Annual totals 2029-30: 0 | 0
C14 | Replacement of existing basic meters with AMI meters | Opex | £M | 3 | Annual totals 2025-26: 0.38312; Annual totals 2026-27: 0.43012; Annual totals 2027-28: 0.43031; Annual totals 2028-29: 0.43276; Annual totals 2029-30: 0.43307 | 2.1097
C14a | Replacement of existing AMR meters with AMI meters | Opex | £M | 3 | Annual totals 2025-26: 0.030824; Annual totals 2026-27: 0.034621; Annual totals 2027-28: 0.034623; Annual totals 2028-29: 0.034822; Annual totals 2029-30: 0.034848 | 0.16974
C15 | Smart metering infrastructure | Opex | £M | 3 | Annual totals 2025-26: 0.207; Annual totals 2026-27: 0.477; Annual totals 2027-28: 0.754; Annual totals 2028-29: 1.034; Annual totals 2029-30: 1.315 | 3.616
C16 | Replacement of existing basic meters with AMR meters | Totex | £M | 3 | 0 | 0 | 0 | 0 | 0 | 0 | 0 | 0 | 0 | 0 | 0 | 0 | 0 | 0 | 0 | 0 | 0 | 0 | 0 | 0 | 0
C17 | Replacement of existing basic meters with AMI meters | Totex | £M | 3 | 0 | 0 | 0 | 0 | 0 | 0 | 1.3698 | 1.8003 | 1.8416 | 1.8669 | 1.8702 | 8.3286 | 0 | 0 | 0 | 0 | 0 | 0 | 0 | 0 | 0
C17a | Replacement of existing AMR meters with AMI meters | Totex | £M | 3 | 0 | 0 | 0 | 0 | 0 | 0 | 0.10265 | 0.13438 | 0.13492 | 0.13698 | 0.13725 | 0.61163 | 0 | 0 | 0 | 0 | 0 | 0 | 0 | 0 | 0
C18 | Smart metering infrastructure | Totex | £M | 3 | 0 | 0 | 0 | 0 | 0 | 0 | 0.457 | 0.477 | 0.754 | 1.034 | 1.315 | 3.616 | 0 | 0 | 0 | 0 | 0 | 0 | 0 | 0 | 0
C19 | Total metering expenditure | Totex | £M | 3 | 0 | 0 | 0 | 0 | 0 | 0 | 8.1507 | 8.5812 | 8.8972 | 9.1987 | 9.4828 | 40.5495 | 0 | 0 | 0 | 0 | 0 | 0 | 0 | 0 | 0
Table 8d: Summary of total enhancement for programme consistent with RAG reporting requirements |  |  |  |  | Annual totals 2019-20: Annual totals | Five year totals
Reference | Expenditure element | Expenditure type | Unit | Decimal places | 2019-20 | 2020-21 | 2021-22 | 2022-23 | 2023-24 | 2024-25 | 2025-26 | 2026-27 | 2027-28 | 2028-29 | 2029-30 | 2030-31 to 2034-35 | 2035-36 to 2039-40 | 2040-41 to 2044-45 | 2045-46 to 2049-50 | 2050-51 to 2054-55 | 2055-56 to 2059-60 | 2060-61 to 2064-65 | 2065-66 to 2069-70 | 2070-71 to 2074-75 | 2075-76 to 2079-80
D1 | Total enhancement expenditure | Capex | £M | 3 | 0 | 0 | 0 | 0 | 0 | 0 | 7.1841 | 7.2145 | 7.2123 | 7.2111 | 7.2112 | 35.7351 | 11.05 | 87.18 | 380.29 | 16.09 | 16.09 | 16.09 | 16.09 | 16.09 | 16.09
D2 | Total enhancement expenditure | Opex | £M | 3 | 0 | 0 | 0 | 0 | 0 | 0 | 5.1671 | 5.2844 | 5.2844 | 5.2933 | 5.2945 | 34.4154 | 35.7033 | 39.5809 | 39.5613 | 32.17 | 32.17 | 32.17 | 32.17 | 32.17 | 32.17
D3 | Total enhancement expenditure | Totex | £M | 3 | 0 | 0 | 0 | 0 | 0 | 0 | 12.3513 | 12.4989 | 12.4967 | 12.5044 | 12.5057 | 70.1505 | 46.7533 | 126.7609 | 419.8513 | 48.26 | 48.26 | 48.26 | 48.26 | 48.26 | 48.26
Table 8e: Summary of supply demand benefits for programme consistent with RAG reporting requirements |  |  |  |  | Annual totals 2019-20: Annual totals | Five year totals
Reference | Benefit element | Expenditure type | Unit | Decimal places | 2019-20 | 2020-21 | 2021-22 | 2022-23 | 2023-24 | 2024-25 | 2025-26 | 2026-27 | 2027-28 | 2028-29 | 2029-30 | 2030-31 to 2034-35 | 2035-36 to 2039-40 | 2040-41 to 2044-45 | 2045-46 to 2049-50 | 2050-51 to 2054-55 | 2055-56 to 2059-60 | 2060-61 to 2064-65 | 2065-66 to 2069-70 | 2070-71 to 2074-75 | 2075-76 to 2079-80
E1 | Supply-side improvements | Benefit | Ml/d | 2
E2 | Demand-side improvements (excluding leakage and metering) | Benefit | Ml/d | 2 |  |  | 0 | 0 | 0 | 0 | 3.9885 | 8.1488 | 12.3136 | 16.459 | 20.5854 | 165.5256 | 257.217 | 315.0331 | 327.1706 | 326.0457 | 324.9996 | 323.8198 | 321.8485 | 319.9807 | 318.5459
E3 | Leakage improvements | Benefit | Ml/d | 2 |  |  | 0 | 0 | 0 | 0 | 1.8672 | 3.7344 | 5.6016 | 7.4688 | 9.336 | 74.688 | 121.368 | 178.233 | 241.888 | 267.35 | 267.35 | 267.35 | 267.35 | 267.35 | 267.35
E4 | Internal interconnectors* | Benefit | Ml/d | 2
E5 | Metering improvements | Benefit | Ml/d | 2 | 0 | 0 | 0 | 0 | 0 | 0 | 0.52351 | 1.6823 | 2.5858 | 3.4866 | 4.364 | 34.8089 | 44.4197 | 44.0128 | 44.4283 | 37.3872 | 37.512 | 37.5827 | 37.5693 | 37.56 | 37.6096
E5.1 | Benefits from new basic meter installations (household) | Benefit | Ml/d | 2 |  |  | 0 | 0 | 0 | 0 | 0 | 0 | 0 | 0 | 0 | 0 | 0 | 0 | 0 | 0 | 0 | 0 | 0 | 0 | 0
E5.2 | Benefits from new AMR meter installations (household) | Benefit | Ml/d | 2 |  |  | 0 | 0 | 0 | 0 | 0 | 0 | 0 | 0 | 0 | 0 | 0 | 0 | 0 | 0 | 0 | 0 | 0 | 0 | 0
E5.3 | Benefits from new AMI meter installations (household) | Benefit | Ml/d | 2 |  |  | 0 | 0 | 0 | 0 | 0.21685 | 0.66457 | 1.1292 | 1.5956 | 2.0604 | 18.1924 | 24.996 | 25.0806 | 25.1703 | 25.2926 | 25.4265 | 25.562 | 25.6828 | 25.7894 | 25.8767
E5.4 | Benefits from replacing (or upgrading) existing basic meters with AMR meters (household) | Benefit | Ml/d | 2 |  |  | 0 | 0 | 0 | 0 | 0 | 0 | 0 | 0 | 0 | 0 | 0 | 0 | 0 | 0 | 0 | 0 | 0 | 0 | 0
E5.5 | Benefits from replacing (or upgrading) existing basic or AMR meters with AMI meters (household) | Benefit | Ml/d | 2 |  |  | 0 | 0 | 0 | 0 | 0.30666 | 1.0178 | 1.4565 | 1.8911 | 2.3036 | 16.6166 | 19.4238 | 18.9322 | 19.2579 | 12.0945 | 12.0855 | 12.0208 | 11.8865 | 11.7706 | 11.7328
E5.6 | Benefits from replacing (or upgrading) existing basic meters with AMR meters (non-household) | Benefit | Ml/d | 2 |  |  | 0 | 0 | 0 | 0 | 0 | 0 | 0 | 0 | 0 | 0 | 0 | 0 | 0 | 0 | 0 | 0 | 0 | 0 | 0
E5.7 | Benefits from replacing (or upgrading) existing basic or AMR meters with AMI meters (non-household) | Benefit | Ml/d | 2 |  |  | 0 | 0 | 0 | 0 | 0 | 0 | 0 | 0 | 0 | 0 | 0 | 0 | 0 | 0 | 0 | 0 | 0 | 0 | 0
Table 8f: Summary of totex leakage expenditure for programme consistent with RAG reporting requirements |  |  |  |  | Annual totals 2019-20: Annual totals | Five year totals
Reference | Expenditure element | Expenditure type | Unit | Decimal places | 2019-20 | 2020-21 | 2021-22 | 2022-23 | 2023-24 | 2024-25 | 2025-26 | 2026-27 | 2027-28 | 2028-29 | 2029-30 | 2030-31 to 2034-35 | 2035-36 to 2039-40 | 2040-41 to 2044-45 | 2045-46 to 2049-50 | 2050-51 to 2054-55 | 2055-56 to 2059-60 | 2060-61 to 2064-65 | 2065-66 to 2069-70 | 2070-71 to 2074-75 | 2075-76 to 2079-80
F27 | Total leakage activity - Maintaining leakage | Totex | £M | 3 | Annual totals 2025-26: 0; Annual totals 2026-27: 0; Annual totals 2027-28: 0; Annual totals 2028-29: 0; Annual totals 2029-30: 0 | 14.4019 | 24.4545 | 35.093 | 120.02 | 48.26 | 48.26 | 48.26 | 48.26 | 48.26 | 48.26
F28 | Total leakage activity - Reducing leakage | Totex | £M | 3 | Annual totals 2025-26: 2.8804; Annual totals 2026-27: 2.8804; Annual totals 2027-28: 2.8804; Annual totals 2028-29: 2.8804; Annual totals 2029-30: 2.8804 | 10.0526 | 10.6385 | 84.927 | 293.36 | 0 | 0 | 0 | 0 | 0 | 0
Water Company | Northumbrian Water | Version | 6 |  | Annual totals 2019-20: Back to title page
Planning Scenario | Ofwat Core programme | NPV cost associated with plan (£M) | 1003.6792
Table 8a: Summary Base Totex expenditure for programme consistent with RAG reporting requirements |  |  |  |  | Annual totals 2019-20: Annual totals | Five year totals
Reference | Expenditure element | Expenditure type | Unit | Decimal places | 2019-20 | 2020-21 | 2021-22 | 2022-23 | 2023-24 | 2024-25 | 2025-26 | 2026-27 | 2027-28 | 2028-29 | 2029-30 | 2030-31 to 2034-35 | 2035-36 to 2039-40 | 2040-41 to 2044-45 | 2045-46 to 2049-50 | 2050-51 to 2054-55 | 2055-56 to 2059-60 | 2060-61 to 2064-65 | 2065-66 to 2069-70 | 2070-71 to 2074-75 | 2075-76 to 2079-80
A1 | Totex increases (base) | Totex | £M | 3 | Annual totals 2025-26: 14.1781; Annual totals 2026-27: 14.7762; Annual totals 2027-28: 15.0922; Annual totals 2028-29: 15.4053; Annual totals 2029-30: 15.6909 | 82.0951 | 46.7533 | 126.7609 | 419.8513 | 48.26 | 48.26 | 48.26 | 48.26 | 48.26 | 48.26
A2 | Totex savings (base) | Totex | £M | 3
A3 | Total totex variance (base) | Totex | £M | 3 | 0 | 0 | 0 | 0 | 0 | 0 | 14.1781 | 14.7762 | 15.0922 | 15.4053 | 15.6909 | 82.0951 | 46.7533 | 126.7609 | 419.8513 | 48.26 | 48.26 | 48.26 | 48.26 | 48.26 | 48.26
Table 8b: Summary of supply-demand balance enhancement expenditure for programme consistent with RAG reporting requirements |  |  |  |  | Annual totals 2019-20: Annual totals | Five year totals
Reference | Expenditure element | Expenditure type | Unit | Decimal places | 2019-20 | 2020-21 | 2021-22 | 2022-23 | 2023-24 | 2024-25 | 2025-26 | 2026-27 | 2027-28 | 2028-29 | 2029-30 | 2030-31 to 2034-35 | 2035-36 to 2039-40 | 2040-41 to 2044-45 | 2045-46 to 2049-50 | 2050-51 to 2054-55 | 2055-56 to 2059-60 | 2060-61 to 2064-65 | 2065-66 to 2069-70 | 2070-71 to 2074-75 | 2075-76 to 2079-80
B1 | Supply-side improvements | Capex | £M | 3
B2 | Supply-side improvements | Opex | £M | 3
B3 | Supply-side improvements | Totex | £M | 3 | 0 | 0 | 0 | 0 | 0 | 0 | 0 | 0 | 0 | 0 | 0 | 0 | 0 | 0 | 0 | 0 | 0 | 0 | 0 | 0 | 0
B4 | Demand-side improvements (excl. leakage and metering) | Capex | £M | 3 | Annual totals 2025-26: 0; Annual totals 2026-27: 0; Annual totals 2027-28: 0; Annual totals 2028-29: 0; Annual totals 2029-30: 0 | 0 | 0 | 0 | 0 | 0 | 0 | 0 | 0 | 0 | 0
B5 | Demand-side improvements (excl. leakage and metering) | Opex | £M | 3 | Annual totals 2025-26: 3.147; Annual totals 2026-27: 3.3146; Annual totals 2027-28: 3.3146; Annual totals 2028-29: 3.3262; Annual totals 2029-30: 3.3277 | 17.0912 | 11.6603 | 6.7409 | 6.4713
B6 | Demand-side improvements (excl. leakage and metering) | Totex | £M | 3 | 0 | 0 | 0 | 0 | 0 | 0 | 3.147 | 3.3146 | 3.3146 | 3.3262 | 3.3277 | 17.0912 | 11.6603 | 6.7409 | 6.4713 | 0 | 0 | 0 | 0 | 0 | 0
B7 | Leakage improvements | Capex | £M | 3 | Annual totals 2025-26: 1.0856; Annual totals 2026-27: 1.0856; Annual totals 2027-28: 1.0856; Annual totals 2028-29: 1.0856; Annual totals 2029-30: 1.0856 | 8.05 | 11.05 | 87.18 | 380.29 | 16.09 | 16.09 | 16.09 | 16.09 | 16.09 | 16.09
B8 | Leakage improvements | Opex | £M | 3 | Annual totals 2025-26: 1.7948; Annual totals 2026-27: 1.7948; Annual totals 2027-28: 1.7948; Annual totals 2028-29: 1.7948; Annual totals 2029-30: 1.7948 | 16.4045 | 24.043 | 32.84 | 33.09 | 32.17 | 32.17 | 32.17 | 32.17 | 32.17 | 32.17
B9 | Leakage improvements | Totex | £M | 3 | 0 | 0 | 0 | 0 | 0 | 0 | 2.8804 | 2.8804 | 2.8804 | 2.8804 | 2.8804 | 24.4545 | 35.093 | 120.02 | 413.38 | 48.26 | 48.26 | 48.26 | 48.26 | 48.26 | 48.26
B10 | Internal interconnectors | Capex | £M | 3
B11 | Internal interconnectors | Opex | £M | 3
B12 | Internal interconnectors | Totex | £M | 3 | 0 | 0 | 0 | 0 | 0 | 0 | 0 | 0 | 0 | 0 | 0 | 0 | 0 | 0 | 0 | 0 | 0 | 0 | 0 | 0 | 0
B13 | Strategic regional water resources | Capex | £M | 3
B14 | Strategic regional water resources | Opex | £M | 3
B15 | Strategic regional water resources | Totex | £M | 3 | 0 | 0 | 0 | 0 | 0 | 0 | 0 | 0 | 0 | 0 | 0 | 0 | 0 | 0 | 0 | 0 | 0 | 0 | 0 | 0 | 0
B16 | Total supply demand expenditure | Totex | £M | 3 | 0 | 0 | 0 | 0 | 0 | 0 | 6.0274 | 6.195 | 6.195 | 6.2065 | 6.2081 | 41.5456 | 46.7533 | 126.7609 | 419.8513 | 48.26 | 48.26 | 48.26 | 48.26 | 48.26 | 48.26
Table 8c: Summary of metering enhancement expenditure for programme consistent with RAG reporting requirements |  |  |  |  | Annual totals 2019-20: Annual totals | Five year totals
Reference | Expenditure element | Expenditure type | Unit | Decimal places | 2019-20 | 2020-21 | 2021-22 | 2022-23 | 2023-24 | 2024-25 | 2025-26 | 2026-27 | 2027-28 | 2028-29 | 2029-30 | 2030-31 to 2034-35 | 2035-36 to 2039-40 | 2040-41 to 2044-45 | 2045-46 to 2049-50 | 2050-51 to 2054-55 | 2055-56 to 2059-60 | 2060-61 to 2064-65 | 2065-66 to 2069-70 | 2070-71 to 2074-75 | 2075-76 to 2079-80
C1 | New meters requested by existing customers (optants) | Capex | £M | 3 | Annual totals 2025-26: 5.1028; Annual totals 2026-27: 5.1768; Annual totals 2027-28: 5.1768; Annual totals 2028-29: 5.1759; Annual totals 2029-30: 5.176 | 22.9009
C1.1 | New basic meters requested by existing customers (optants) | Capex | £M | 3 | Annual totals 2025-26: 0; Annual totals 2026-27: 0; Annual totals 2027-28: 0; Annual totals 2028-29: 0; Annual totals 2029-30: 0 | 0
C1.2 | New AMR meters requested by existing customers (optants) | Capex | £M | 3 | Annual totals 2025-26: 0; Annual totals 2026-27: 0; Annual totals 2027-28: 0; Annual totals 2028-29: 0; Annual totals 2029-30: 0 | 0
C1.3 | New AMI meters requested by existing customers (optants) | Capex | £M | 3 | Annual totals 2025-26: 5.1028; Annual totals 2026-27: 5.1768; Annual totals 2027-28: 5.1768; Annual totals 2028-29: 5.1759; Annual totals 2029-30: 5.176 | 22.9009
C2 | New meters requested by existing customers (optants) | Opex | £M | 3 | Annual totals 2025-26: 0.18255; Annual totals 2026-27: 0.14177; Annual totals 2027-28: 0.14177; Annual totals 2028-29: 0.13962; Annual totals 2029-30: 0.13935 | 0.74506
C2.1 | New basic meters requested by existing customers (optants) | Opex | £M | 3 | Annual totals 2025-26: 0; Annual totals 2026-27: 0; Annual totals 2027-28: 0; Annual totals 2028-29: 0; Annual totals 2029-30: 0 | 0
C2.2 | New AMR meters requested by existing customers (optants) | Opex | £M | 3 | Annual totals 2025-26: 0; Annual totals 2026-27: 0; Annual totals 2027-28: 0; Annual totals 2028-29: 0; Annual totals 2029-30: 0 | 0
C2.3 | New AMI meters requested by existing customers (optants) | Opex | £M | 3 | Annual totals 2025-26: 0.18255; Annual totals 2026-27: 0.14177; Annual totals 2027-28: 0.14177; Annual totals 2028-29: 0.13962; Annual totals 2029-30: 0.13935 | 0.74506
C3 | New meters requested by existing customers (optants) | Totex | £M | 3 | 0 | 0 | 0 | 0 | 0 | 0 | 5.2854 | 5.3185 | 5.3185 | 5.3155 | 5.3154 | 23.6459 | 0 | 0 | 0 | 0 | 0 | 0 | 0 | 0 | 0
C4 | New meters introduced by companies for existing customers | Capex | £M | 3 | Annual totals 2025-26: 0.38889; Annual totals 2026-27: 0.3528; Annual totals 2027-28: 0.3528; Annual totals 2028-29: 0.35252; Annual totals 2029-30: 0.35248 | 1.7927
C4.1 | New basic meters introduced by companies for existing customers | Capex | £M | 3 | Annual totals 2025-26: 0; Annual totals 2026-27: 0; Annual totals 2027-28: 0; Annual totals 2028-29: 0; Annual totals 2029-30: 0 | 0
C4.2 | New AMR meters introduced by companies for existing customers | Capex | £M | 3 | Annual totals 2025-26: 0; Annual totals 2026-27: 0; Annual totals 2027-28: 0; Annual totals 2028-29: 0; Annual totals 2029-30: 0 | 0
C4.3 | New AMI meters introduced by companies for existing customers | Capex | £M | 3 | Annual totals 2025-26: 0.38889; Annual totals 2026-27: 0.3528; Annual totals 2027-28: 0.3528; Annual totals 2028-29: 0.35252; Annual totals 2029-30: 0.35248 | 1.7927
C5 | New meters introduced by companies for existing customers | Opex | £M | 3 | Annual totals 2025-26: 0.042803; Annual totals 2026-27: 0.033241; Annual totals 2027-28: 0.033241; Annual totals 2028-29: 0.032737; Annual totals 2029-30: 0.032671 | 0.17469
C5.1 | New basic meters introduced by companies for existing customers | Opex | £M | 3 | Annual totals 2025-26: 0; Annual totals 2026-27: 0; Annual totals 2027-28: 0; Annual totals 2028-29: 0; Annual totals 2029-30: 0 | 0
C5.2 | New AMR meters introduced by companies for existing customers | Opex | £M | 3 | Annual totals 2025-26: 0; Annual totals 2026-27: 0; Annual totals 2027-28: 0; Annual totals 2028-29: 0; Annual totals 2029-30: 0 | 0
C5.3 | New AMI meters introduced by companies for existing customers | Opex | £M | 3 | Annual totals 2025-26: 0.042803; Annual totals 2026-27: 0.033241; Annual totals 2027-28: 0.033241; Annual totals 2028-29: 0.032737; Annual totals 2029-30: 0.032671 | 0.17469
C6 | New meters introduced by companies for existing customers | Totex | £M | 3 | 0 | 0 | 0 | 0 | 0 | 0 | 0.4317 | 0.38604 | 0.38604 | 0.38526 | 0.38515 | 1.9674 | 0 | 0 | 0 | 0 | 0 | 0 | 0 | 0 | 0
C7 | New meters for existing customers - business | Capex | £M | 3 | Annual totals 2025-26: 0.60683; Annual totals 2026-27: 0.5993; Annual totals 2027-28: 0.5971; Annual totals 2028-29: 0.5971; Annual totals 2029-30: 0.5971 | 2.9915
C7.1 | New basic meters for existing customers - business | Capex | £M | 3 | Annual totals 2025-26: 0; Annual totals 2026-27: 0; Annual totals 2027-28: 0; Annual totals 2028-29: 0; Annual totals 2029-30: 0 | 0
C7.2 | New AMR meters for existing customers - business | Capex | £M | 3 | Annual totals 2025-26: 0; Annual totals 2026-27: 0; Annual totals 2027-28: 0; Annual totals 2028-29: 0; Annual totals 2029-30: 0 | 0
C7.3 | New AMI meters for existing customers - business | Capex | £M | 3 | Annual totals 2025-26: 0.60683; Annual totals 2026-27: 0.5993; Annual totals 2027-28: 0.5971; Annual totals 2028-29: 0.5971; Annual totals 2029-30: 0.5971 | 2.9915
C8 | New meters for existing customers - business | Opex | £M | 3 | Annual totals 2025-26: 0; Annual totals 2026-27: 0; Annual totals 2027-28: 0; Annual totals 2028-29: 0; Annual totals 2029-30: 0 | 0
C8.1 | New basic meters for existing customers - business | Opex | £M | 3 | Annual totals 2025-26: 0; Annual totals 2026-27: 0; Annual totals 2027-28: 0; Annual totals 2028-29: 0; Annual totals 2029-30: 0 | 0
C8.2 | New AMR meters for existing customers - business | Opex | £M | 3 | Annual totals 2025-26: 0; Annual totals 2026-27: 0; Annual totals 2027-28: 0; Annual totals 2028-29: 0; Annual totals 2029-30: 0 | 0
C8.3 | New AMI meters for existing customers - business | Opex | £M | 3 | Annual totals 2025-26: 0; Annual totals 2026-27: 0; Annual totals 2027-28: 0; Annual totals 2028-29: 0; Annual totals 2029-30: 0 | 0
C9 | New basic meters for existing customers - business | Totex | £M | 3 | 0 | 0 | 0 | 0 | 0 | 0 | 0.60683 | 0.5993 | 0.5971 | 0.5971 | 0.5971 | 2.9915 | 0 | 0 | 0 | 0 | 0 | 0 | 0 | 0 | 0
C10 | Replacement of existing basic meters with AMR meters | Capex | £M | 3 | Annual totals 2025-26: 0; Annual totals 2026-27: 0; Annual totals 2027-28: 0; Annual totals 2028-29: 0; Annual totals 2029-30: 0 | 0
C11 | Replacement of existing basic meters with AMI meters | Capex | £M | 3 | Annual totals 2025-26: 0.98666; Annual totals 2026-27: 1.3702; Annual totals 2027-28: 1.4113; Annual totals 2028-29: 1.4341; Annual totals 2029-30: 1.4371 | 6.2189
C11a | Replacement of existing AMR meters with AMI meters | Capex | £M | 3 | Annual totals 2025-26: 0.071825; Annual totals 2026-27: 0.099759; Annual totals 2027-28: 0.10029; Annual totals 2028-29: 0.10215; Annual totals 2029-30: 0.1024 | 0.44189
C12 | Smart metering infrastructure | Capex | £M | 3 | Annual totals 2025-26: 0.25; Annual totals 2026-27: 0; Annual totals 2027-28: 0; Annual totals 2028-29: 0; Annual totals 2029-30: 0 | 0
C13 | Replacement of existing basic meters with AMR meters | Opex | £M | 3 | Annual totals 2025-26: 0; Annual totals 2026-27: 0; Annual totals 2027-28: 0; Annual totals 2028-29: 0; Annual totals 2029-30: 0 | 0
C14 | Replacement of existing basic meters with AMI meters | Opex | £M | 3 | Annual totals 2025-26: 0.38312; Annual totals 2026-27: 0.43012; Annual totals 2027-28: 0.43031; Annual totals 2028-29: 0.43276; Annual totals 2029-30: 0.43307 | 2.1097
C14a | Replacement of existing AMR meters with AMI meters | Opex | £M | 3 | Annual totals 2025-26: 0.030824; Annual totals 2026-27: 0.034621; Annual totals 2027-28: 0.034623; Annual totals 2028-29: 0.034822; Annual totals 2029-30: 0.034848 | 0.16974
C15 | Smart metering infrastructure | Opex | £M | 3 | Annual totals 2025-26: 0.207; Annual totals 2026-27: 0.477; Annual totals 2027-28: 0.754; Annual totals 2028-29: 1.034; Annual totals 2029-30: 1.315 | 3.616
C16 | Replacement of existing basic meters with AMR meters | Totex | £M | 3 | 0 | 0 | 0 | 0 | 0 | 0 | 0 | 0 | 0 | 0 | 0 | 0 | 0 | 0 | 0 | 0 | 0 | 0 | 0 | 0 | 0
C17 | Replacement of existing basic meters with AMI meters | Totex | £M | 3 | 0 | 0 | 0 | 0 | 0 | 0 | 1.3698 | 1.8003 | 1.8416 | 1.8669 | 1.8702 | 8.3286 | 0 | 0 | 0 | 0 | 0 | 0 | 0 | 0 | 0
C17a | Replacement of existing AMR meters with AMI meters | Totex | £M | 3 | 0 | 0 | 0 | 0 | 0 | 0 | 0.10265 | 0.13438 | 0.13492 | 0.13698 | 0.13725 | 0.61163 | 0 | 0 | 0 | 0 | 0 | 0 | 0 | 0 | 0
C18 | Smart metering infrastructure | Totex | £M | 3 | 0 | 0 | 0 | 0 | 0 | 0 | 0.457 | 0.477 | 0.754 | 1.034 | 1.315 | 3.616 | 0 | 0 | 0 | 0 | 0 | 0 | 0 | 0 | 0
C19 | Total metering expenditure | Totex | £M | 3 | 0 | 0 | 0 | 0 | 0 | 0 | 8.1507 | 8.5812 | 8.8972 | 9.1987 | 9.4828 | 40.5495 | 0 | 0 | 0 | 0 | 0 | 0 | 0 | 0 | 0
Table 8d: Summary of total enhancement for programme consistent with RAG reporting requirements |  |  |  |  | Annual totals 2019-20: Annual totals | Five year totals
Reference | Expenditure element | Expenditure type | Unit | Decimal places | 2019-20 | 2020-21 | 2021-22 | 2022-23 | 2023-24 | 2024-25 | 2025-26 | 2026-27 | 2027-28 | 2028-29 | 2029-30 | 2030-31 to 2034-35 | 2035-36 to 2039-40 | 2040-41 to 2044-45 | 2045-46 to 2049-50 | 2050-51 to 2054-55 | 2055-56 to 2059-60 | 2060-61 to 2064-65 | 2065-66 to 2069-70 | 2070-71 to 2074-75 | 2075-76 to 2079-80
D1 | Total enhancement expenditure | Capex | £M | 3 | 0 | 0 | 0 | 0 | 0 | 0 | 7.1841 | 7.2145 | 7.2123 | 7.2111 | 7.2112 | 35.7351 | 11.05 | 87.18 | 380.29 | 16.09 | 16.09 | 16.09 | 16.09 | 16.09 | 16.09
D2 | Total enhancement expenditure | Opex | £M | 3 | 0 | 0 | 0 | 0 | 0 | 0 | 5.1671 | 5.2844 | 5.2844 | 5.2933 | 5.2945 | 34.4154 | 35.7033 | 39.5809 | 39.5613 | 32.17 | 32.17 | 32.17 | 32.17 | 32.17 | 32.17
D3 | Total enhancement expenditure | Totex | £M | 3 | 0 | 0 | 0 | 0 | 0 | 0 | 12.3513 | 12.4989 | 12.4967 | 12.5044 | 12.5057 | 70.1505 | 46.7533 | 126.7609 | 419.8513 | 48.26 | 48.26 | 48.26 | 48.26 | 48.26 | 48.26
Table 8e: Summary of supply demand benefits for programme consistent with RAG reporting requirements |  |  |  |  | Annual totals 2019-20: Annual totals | Five year totals
Reference | Benefit element | Expenditure type | Unit | Decimal places | 2019-20 | 2020-21 | 2021-22 | 2022-23 | 2023-24 | 2024-25 | 2025-26 | 2026-27 | 2027-28 | 2028-29 | 2029-30 | 2030-31 to 2034-35 | 2035-36 to 2039-40 | 2040-41 to 2044-45 | 2045-46 to 2049-50 | 2050-51 to 2054-55 | 2055-56 to 2059-60 | 2060-61 to 2064-65 | 2065-66 to 2069-70 | 2070-71 to 2074-75 | 2075-76 to 2079-80
E1 | Supply-side improvements | Benefit | Ml/d | 2
E2 | Demand-side improvements (excluding leakage and metering) | Benefit | Ml/d | 2 |  |  | 0 | 0 | 0 | 0 | 3.9885 | 8.1488 | 12.3136 | 16.459 | 20.5854 | 165.5256 | 257.217 | 315.0331 | 327.1706 | 326.0457 | 324.9996 | 323.8198 | 321.8485 | 319.9807 | 318.5459
E3 | Leakage improvements | Benefit | Ml/d | 2 |  |  | 0 | 0 | 0 | 0 | 1.8672 | 3.7344 | 5.6016 | 7.4688 | 9.336 | 74.688 | 121.368 | 178.233 | 241.888 | 267.35 | 267.35 | 267.35 | 267.35 | 267.35 | 267.35
E4 | Internal interconnectors* | Benefit | Ml/d | 2
E5 | Metering improvements | Benefit | Ml/d | 2 | 0 | 0 | 0 | 0 | 0 | 0 | 0.52351 | 1.6823 | 2.5858 | 3.4866 | 4.364 | 34.8089 | 44.4197 | 44.0128 | 44.4283 | 37.3872 | 37.512 | 37.5827 | 37.5693 | 37.56 | 37.6096
E5.1 | Benefits from new basic meter installations (household) | Benefit | Ml/d | 2 |  |  | 0 | 0 | 0 | 0 | 0 | 0 | 0 | 0 | 0 | 0 | 0 | 0 | 0 | 0 | 0 | 0 | 0 | 0 | 0
E5.2 | Benefits from new AMR meter installations (household) | Benefit | Ml/d | 2 |  |  | 0 | 0 | 0 | 0 | 0 | 0 | 0 | 0 | 0 | 0 | 0 | 0 | 0 | 0 | 0 | 0 | 0 | 0 | 0
E5.3 | Benefits from new AMI meter installations (household) | Benefit | Ml/d | 2 |  |  | 0 | 0 | 0 | 0 | 0.21685 | 0.66457 | 1.1292 | 1.5956 | 2.0604 | 18.1924 | 24.996 | 25.0806 | 25.1703 | 25.2926 | 25.4265 | 25.562 | 25.6828 | 25.7894 | 25.8767
E5.4 | Benefits from replacing (or upgrading) existing basic meters with AMR meters (household) | Benefit | Ml/d | 2 |  |  | 0 | 0 | 0 | 0 | 0 | 0 | 0 | 0 | 0 | 0 | 0 | 0 | 0 | 0 | 0 | 0 | 0 | 0 | 0
E5.5 | Benefits from replacing (or upgrading) existing basic or AMR meters with AMI meters (household) | Benefit | Ml/d | 2 |  |  | 0 | 0 | 0 | 0 | 0.30666 | 1.0178 | 1.4565 | 1.8911 | 2.3036 | 16.6166 | 19.4238 | 18.9322 | 19.2579 | 12.0945 | 12.0855 | 12.0208 | 11.8865 | 11.7706 | 11.7328
E5.6 | Benefits from replacing (or upgrading) existing basic meters with AMR meters (non-household) | Benefit | Ml/d | 2 |  |  | 0 | 0 | 0 | 0 | 0 | 0 | 0 | 0 | 0 | 0 | 0 | 0 | 0 | 0 | 0 | 0 | 0 | 0 | 0
E5.7 | Benefits from replacing (or upgrading) existing basic or AMR meters with AMI meters (non-household) | Benefit | Ml/d | 2 |  |  | 0 | 0 | 0 | 0 | 0 | 0 | 0 | 0 | 0 | 0 | 0 | 0 | 0 | 0 | 0 | 0 | 0 | 0 | 0
Table 8f: Summary of totex leakage expenditure for programme consistent with RAG reporting requirements |  |  |  |  | Annual totals 2019-20: Annual totals | Five year totals
Reference | Expenditure element | Expenditure type | Unit | Decimal places | 2019-20 | 2020-21 | 2021-22 | 2022-23 | 2023-24 | 2024-25 | 2025-26 | 2026-27 | 2027-28 | 2028-29 | 2029-30 | 2030-31 to 2034-35 | 2035-36 to 2039-40 | 2040-41 to 2044-45 | 2045-46 to 2049-50 | 2050-51 to 2054-55 | 2055-56 to 2059-60 | 2060-61 to 2064-65 | 2065-66 to 2069-70 | 2070-71 to 2074-75 | 2075-76 to 2079-80
F27 | Total leakage activity - Maintaining leakage | Totex | £M | 3 | Annual totals 2025-26: 0; Annual totals 2026-27: 0; Annual totals 2027-28: 0; Annual totals 2028-29: 0; Annual totals 2029-30: 0 | 14.4019 | 24.4545 | 35.093 | 120.02 | 48.26 | 48.26 | 48.26 | 48.26 | 48.26 | 48.26
F28 | Total leakage activity - Reducing leakage | Totex | £M | 3 | Annual totals 2025-26: 2.8804; Annual totals 2026-27: 2.8804; Annual totals 2027-28: 2.8804; Annual totals 2028-29: 2.8804; Annual totals 2029-30: 2.8804 | 10.0526 | 10.6385 | 84.927 | 293.36 | 0 | 0 | 0 | 0 | 0 | 0

## Option Typs_Grps (hidden)
Option Type | Option Group | COMPANY | WRZ_NAME | RZ_ID | WC id | WRZ id | Combined id | Northumbrian Water | Berwick-Fowberry | 1 | NWL | BWF | NWLBWF
Aquifer recharge/Aquifer storage recovery | Resource Options | Affinity Water | 1 Misbourne | 63 | AFW | MS1 | AFWMS1 | Northumbrian Water | Kielder | 2 | NWL | KLD | NWLKLD
Catchment management | Resource Options | Affinity Water | 2 Colne | 62 | AFW | CN2 | AFWCN2
Conjunctive use | Resource Options | Affinity Water | 3 Lee | 61 | AFW | LE3 | AFWLE3
Desalination | Resource Options | Affinity Water | 4 Pinn | 64 | AFW | PN4 | AFWPN4
Drought permits/orders | Resource Options | Affinity Water | 5 Stort | 60 | AFW | ST5 | AFWST5
External raw water bulk supply/transfer | Resource Options | Affinity Water | 6 Wey | 65 | AFW | WY6 | AFWWY6
Groundwater enhancement | Resource Options | Affinity Water | 7 Dour | 66 | AFW | DR7 | AFWDR7
Internal raw water transfer | Resource Options | Affinity Water | 8 Brett | 59 | AFW | BR8 | AFWBR8
International import | Resource Options | Anglian Water | Essex Central |  | AWS | EXC | AWSEXC
Licence trading | Resource Options | Anglian Water | Essex South |  | AWS | EXS | AWSEXS
New groundwater | Resource Options | Anglian Water | Fenland |  | AWS | FND | AWSFND
New reservoir | Resource Options | Anglian Water | Hartlepool |  | AWS | HPL | AWSHPL
New surface water | Resource Options | Anglian Water | Lincolnshire Bourne |  | AWS | LNB | AWSLNB
New technology | Resource Options | Anglian Water | Lincolnshire Central |  | AWS | LNC | AWSLNC
New water treatment works | Resource Options | Anglian Water | Lincolnshire East |  | AWS | LNE | AWSLNE
Reduction of raw water losses | Resource Options | Anglian Water | Lincolnshire Retford and Gainsborough |  | AWS | LNN | AWSLNN
Reservoir enlargement | Resource Options | Anglian Water | Norfolk Aylsham |  | AWS | NAY | AWSNAY
Surface water enhancement | Resource Options | Anglian Water | Norfolk Bradenham |  | AWS | NBR | AWSNBR
Water reuse | Resource Options | Anglian Water | Norfolk East Dereham |  | AWS | NED | AWSNED
New/Enhanced pumping station | Production Options | Anglian Water | Norfolk East Harling |  | AWS | NEH | AWSNEH
Outage reduction | Production Options | Anglian Water | Norfolk Happisburgh |  | AWS | NHA | AWSNHA
Water treatment works capacity increase | Production Options | Anglian Water | Norfolk Harleston |  | AWS | NHL | AWSNHL
Water treatment works loss recovery | Production Options | Anglian Water | Norfolk North Coast |  | AWS | NNC | AWSNNC
Active leakage management | Distribution Options | Anglian Water | Norfolk Norwich & the Broads |  | AWS | NTB | AWSNTB
External potable bulk supply/transfer | Distribution Options | Anglian Water | Norfolk Wymondham |  | AWS | NWY | AWSNWY
Internal potable transfer | Distribution Options | Anglian Water | Ruthamford Central |  | AWS | RTC | AWSRTC
Mains replacement (not trunk mains) | Distribution Options | Anglian Water | Ruthamford North |  | AWS | RTN | AWSRTN
Other leakage control | Distribution Options | Anglian Water | Ruthamford South |  | AWS | RTS | AWSRTS
Pressure management | Distribution Options | Anglian Water | Ruthamford West |  | AWS | RTW | AWSRTW
Trunk mains renewal/new | Distribution Options | Anglian Water | South Humber Bank |  | AWS | SHB | AWSSHB
Change in levels of service | Customer Options | Anglian Water | Suffolk East |  | AWS | SUE | AWSSUE
Household water audit | Customer Options | Anglian Water | Suffolk Ixworth |  | AWS | SUI | AWSSUI
Household water recycling | Customer Options | Anglian Water | Suffolk Sudbury |  | AWS | SUS | AWSSUS
Metering change of occupancy | Customer Options | Anglian Water | Suffolk Thetford |  | AWS | SUT | AWSSUT
Metering compulsory | Customer Options | Anglian Water | Suffolk West & Cambs |  | AWS | SWC | AWSSWC
Metering optants | Customer Options | Bristol Water | Bristol | 97 | BWX | BRS | BWXBRS
Metering other selective | Customer Options | Cambridge Water | Cambridge | 54 | CAM | CAM | CAMCAM
Non-household water audit | Customer Options | Dwr Cymru Welsh Water | Alwen /Dee | 203 | DCW | ALW | DCWALW
Other water efficiency | Customer Options | Dwr Cymru Welsh Water | Bala | 209 | DCW | BAL | DCWBAL
Rainwater harvesting | Customer Options | Dwr Cymru Welsh Water | Blaenau Ffestiniog | 208 | DCW | BFF | DCWBFF
Retrofitting indoor water efficiency devices | Customer Options | Dwr Cymru Welsh Water | Brecon | 221 | DCW | BCN | DCWBCN
Supply pipe repairs / replacement | Customer Options | Dwr Cymru Welsh Water | Clwyd Coastal | 204 | DCW | CCT | DCWCCT
Tariff | Customer Options | Dwr Cymru Welsh Water | Dyffryn Conwy | 205 | DCW | CWY | DCWCWY
Water efficiency customer education / awareness | Customer Options | Dwr Cymru Welsh Water | Elan/Builth Wells | 215 | DCW | EBW | DCWEBW
Drought - water use restrictions | Customer Options | Dwr Cymru Welsh Water | Harlech/Barmouth | 210 | DCW | HBA | DCWHBA
|  | Dwr Cymru Welsh Water | Hereford C.U. System | 217 | DCW | HRF | DCWHRF
|  | Dwr Cymru Welsh Water | Lleyn | 207 | DCW | LLN | DCWLLN
|  | Dwr Cymru Welsh Water | Llyswen | 220 | DCW | LYW | DCWLYW
|  | Dwr Cymru Welsh Water | Mid & South Ceredigion | 214 | DCW | MSC | DCWMSC
|  | Dwr Cymru Welsh Water | Monmouth | 226 | DCW | MNM | DCWMNM
|  | Dwr Cymru Welsh Water | North Ceredigion | 213 | DCW | NTC | DCWNTC
|  | Dwr Cymru Welsh Water | North Eryri / Ynys Mon | 206 | DCW | NTE | DCWNTE
|  | Dwr Cymru Welsh Water | Pembrokeshire | 223 | DCW | PBK | DCWPBK
|  | Dwr Cymru Welsh Water | Pilleth | 216 | DCW | PLH | DCWPLH
|  | Dwr Cymru Welsh Water | Ross-on-Wye | 225 | DCW | ROW | DCWROW
|  | Dwr Cymru Welsh Water | SE Wales C.U. System | 224 | DCW | SEW | DCWSEW
|  | Dwr Cymru Welsh Water | South Meirionydd | 211 | DCW | SMR | DCWSMR
|  | Dwr Cymru Welsh Water | Tywi C.U. System | 222 | DCW | TYW | DCWTYW
|  | Dwr Cymru Welsh Water | Tywyn / Aberdyfi | 212 | DCW | TYN | DCWTYN
|  | Dwr Cymru Welsh Water | Vowchurch | 219 | DCW | VWH | DCWVWH
|  | Dwr Cymru Welsh Water | Whitbourne | 218 | DCW | WTB | DCWWTB
|  | Essex and Suffolk Water | Blyth | 56 | ESW | BLY | ESWBLY
|  | Essex and Suffolk Water | Essex | 58 | ESW | ESX | ESWESX
|  | Essex and Suffolk Water | Hartismere | 57 | ESW | HRT | NWLHRT
|  | Essex and Suffolk Water | Northern Central | 55 | ESW | NCT | ESWNCT
|  | Hafren dyfrdwy | Llandinam and Llanwrin | 50 | HDD | LAL | HDDLAL
|  | Hafren dyfrdwy | Llanfyllin |  | HDD | LLF | HDDLLF
|  | Hafren dyfrdwy | Saltney |  | HDD | SAL | HDDSAL
|  | Hafren dyfrdwy | Wrexham | 202 | HDD | WRX | HDDWRX
|  | Northumbrian Water | Berwick-Fowberry | 1 | NWL | BWF | NWLBWF
|  | Northumbrian Water | Kielder | 2 | NWL | KLD | NWLKLD
|  | Portsmouth Water | Portsmouth | 96 | PWS | PRT | PWSPRT
|  | SES Water | SES Water | 95 | SES | SES | SESSES
|  | Severn Trent Water | Bishops Castle | 51 | SVT | BCS | SVTBCS
|  | Severn Trent Water | Chester | 92 | SVT | CHS | SVTCHS
|  | Severn Trent Water | Forest and Stroud | 52 | SVT | FAS | SVTFAS
|  | Severn Trent Water | Kinsall | 47 | SVT | KSL | SVTKSL
|  | Severn Trent Water | Mardy | 48 | SVT | MDY | SVTMDY
|  | Severn Trent Water | Newark | 39 | SVT | NWK | SVTNWK
|  | Severn Trent Water | North Staffs | 42 | SVT | NST | SVTNST
|  | Severn Trent Water | Rutland | 40 | SVT | RTL | SVTRTL
|  | Severn Trent Water | Ruyton | 49 | SVT | RYN | SVTRYN
|  | Severn Trent Water | Shelton | 44 | SVT | SHN | SVTSHN
|  | Severn Trent Water | Stafford | 43 | SVT | STF | SVTSTF
|  | Severn Trent Water | SvT - Nottinghamshire | 38 | SVT | NTT | SVTNTT
|  | Severn Trent Water | SvT- Strategic Grid | 41 | SVT | SGD | SVTSGD
|  | Severn Trent Water | Whitchurch and Wem | 46 | SVT | WAW | SVTWAW
|  | Severn Trent Water | Wolverhampton | 45 | SVT | WVH | SVTWVH
|  | South East Water | Ashford (8) | 87 | SEW | AF8 | SEWAF8
|  | South East Water | Bracknell (4) | 93 | SEW | BK4 | SEWBK4
|  | South East Water | Cranbrook (7) | 89 | SEW | CB7 | SEWCB7
|  | South East Water | Eastbourne (3) | 90 | SEW | EB3 | SEWEB3
|  | South East Water | Farnham (5) | 94 | SEW | FN5 | SEWFN5
|  | South East Water | Haywards Heath (2) | 92 | SEW | HH2 | SEWHH2
|  | South East Water | Maidstone (6) | 88 | SEW | MT6 | SEWMT6
|  | South East Water | Tunbridge Wells (1) | 91 | SEW | TW1 | SEWTW1
|  | South Staffordshire Water | South Staffordshire | 53 | SSW | SSW | SSWSSW
|  | South West Water | Bournemouth | 99 | SWW | BNM | SWWBNM
|  | South West Water | Colliford | 102 | SWW | CLF | SWWCLF
|  | South West Water | Roadford | 101 | SWW | RDF | SWWRDF
|  | South West Water | Wimbleball | 100 | SWW | WMB | SWWWMB
|  | South West Water | Isles of Scilly |  | SWW | IOS | SWWIOS
|  | Southern Water | Hamps Andover | 81 | SWS | HAD | SWSHAD
|  | Southern Water | Hamps Kingsclere | 80 | SWS | HKC | SWSHKC
|  | Southern Water | Hamps Rural | 82 | SWS | HRU | SWSHRU
|  | Southern Water | Hamps Winchester | 83 | SWS | HWN | SWSHWN
|  | Southern Water | Isle of Wight | 86 | SWS | IOW | SWSIOW
|  | Southern Water | Kent Medway East | 74 | SWS | KME | SWSKME
|  | Southern Water | Kent Medway West | 73 | SWS | KMW | SWSKMW
|  | Southern Water | Kent Thannet | 75 | SWS | KTH | SWSKTH
|  | Southern Water | Southampton East | 84 | SWS | HSE | SWSHSE
|  | Southern Water | Southampton West | 85 | SWS | HSW | SWSHSW
|  | Southern Water | Sussex Brighton | 77 | SWS | SBR | SWSSBR
|  | Southern Water | Sussex Hastings | 76 | SWS | SHT | SWSSHT
|  | Southern Water | Sussex North | 79 | SWS | SNT | SWSSNT
|  | Southern Water | Sussex Worthing | 78 | SWS | SWR | SWSSWR
|  | Thames Water | Guildford | 72 | TWS | GLF | TWSGLF
|  | Thames Water | Henley | 70 | TWS | HNY | TWSHNY
|  | Thames Water | Kennet Valley | 69 | TWS | KNV | TWSKNV
|  | Thames Water | London | 71 | TWS | LND | TWSLND
|  | Thames Water | Slough Wycombe Aylesbury | 68 | TWS | SWA | TWSSWA
|  | Thames Water | SWOX | 67 | TWS | SWX | TWSSWX
|  | United Utilities | Carlisle | 5 | UUX | CRL | UUXCRL
|  | United Utilities | North Eden | 6 | UUX | NED | UUXNED
|  | United Utilities | UU-Strategic | 7 | UUX | STG | UUXSTG
|  | Veolia Water Projects | Veolia Water P | 103 | VWP | TDW | VWPTDW
|  | Wessex Water | Wessex | 98 | WXW | WSX | WXWWSX
|  | Yorkshire Water | East SWZ | 8 | YWS | EST | YWSEST
|  | Yorkshire Water | Grid SWZ | 9 | YWS | GRD | YWSGRD